## Report (hidden)
REPORT
| Links | Comment
| 1 | There is no label for it
| 0 | There is no label for this column
| 0 | There is no label for this column
| 0 | There is no label for this column
| 0 | There is no label for this column
| 0 | There is no label for this column
| 0.77078 | There is no label for it
| 7910.9704 | There is no label for it
| 1006.1224 | There is no label for it
| 168.7247 | There is no label for it
| 10 A:M | There is no label for it
| 0 | There is no label for this row
| 1.4787 | There is no label for it
| 0 | There is no label for this row
| 72.2504 | There is no label for it
| 942.1727 | There is no label for it
| 70.85% | There is no label for it
| 3.1977 | There is no label for it
| 170.1367 | There is no label for it
| 3.1977 | There is no label for it
| 5.2073 | There is no label for it
| 305.3074 | There is no label for it
| 5.2073 | There is no label for it
| 6.1377 | There is no label for it
| 394.4783 | There is no label for it
| 6.1377 | There is no label for it
| 1e-06 | There is no label for it
| 1.528e-08 | There is no label for it
| 0 | There is formula inconsistency. Please check

## Sales & Losses ip (hidden)
SALES & LOSSES ip
| Name of the Company | TSSPDCL
| Financial Year | 2022-23
Sales and Input Including the Additional Energy Requirement from LI Schemes
| Sales Incl EHT | 55736.8333
| Input Incl EHT | 60208.3577
7.427%
| Sales excl EHT | 41624.2989
| Input excl EHT | 46095.8233 | Update - Check
9.7%
| Category | Sales / Billed Units (MU) | Contracted Load (MW) | No. of Consumers | 1 HP/W | 746
| LT |  |  |  | Connected Load / Contracted Load (MW) | Connected Load / Contracted Load (MW) - HP Conversion | Connected Load / Contracted Load (HP)
| Domestic:CAT-I | 10547.4619 | 12051.1059 | 7970976 | 12051.1059 | 0
| Non- domestic / Commercial CAT-II | 3012.614 | 3819.7469 | 1138848 | 3819.7469 | 0
| Industry: CAT-III | 932.879 | 1051.5957 | 45976 |  | 1051.5957 | 1409645.6441
| Cottage Industry:CAT-IV | 10.0403 | 13.789 | 4692 |  | 13.789 | 18483.8929
| Agriculture :CAT-V | 11507.3651 | 5092.3116 | 1376421 | 0 | 5092.3116 | 6826154.99
| Street Lighting & PWS: CAT-VI | 472.3426 | 295.7133 | 126940 | 177.6293 | 118.084 | 158289.5883
| General Purpose :CAT-VII | 91.1621 | 76.9358 | 24910 | 76.9358 | 0
| Temporary: CAT-VIII | 96.2473 | 96.6636 | 15734 | 96.6636 | 0
| EVs | 1.6409 | 7.346 | 168 | 7.346
| CPWS (Carved out of LT -VI CPWS sales & LT: III Industry Category) | 0 | 0 | 0 | 0 |  | 0
| Others 2 | 0 | 0 | 0 |  | 0 | 0
| TOTAL | 26671.7532 | 22505.2078 | 10704665 | 16229.4275 | 6275.7803 | 8412574.1153
High Tension Categories 11KV
| HT-I: Industry General | 4240.5664 | 2002.7953 | 9588.0674 | 2002.7953 | 0
| HT I B: Ferro Alloys | 0.4101 | 0.084 | 0 | 0.084 | 0
| HT II: Others | 1842.7413 | 1083.2951 | 5326 | 1083.2951 | 0
| HTIII : Airports, Bus Stations, Railway Stations | 4.7695 | 1.9053 | 11 | 1.9053 | 0
| HT-IV: Irrigation, Agriculture & CPWS | 198.9694 | 96.8144 | 348 | 96.8144 | 0
| HT-VI: TownShips & Residential Colonies | 197.6374 | 119.6159 | 241 | 119.6159 | 0
| HT-Temporary | 170.5562 | 112.2771 | 469 | 112.2771 | 0
| HT-Spare (EVs) | 6.5544 | 7.6755 | 20 | 7.6755 | 0
| CPWS (Carved out of HT -IV(B) CPWS sales & HT: I (A) Industry Category) | 0 | 0 | 0 | 0 | 0
HT-Others 2
| Total HT 11-KV | 6662.2047 | 3424.4625 | 16003.0674 | 3424.4625 | 0 | 0
High Tension Categories 33KV
| HT-I: Industrial Segregated | 6621.7397 | 2111.9759 | 569.6325 | 2111.9759 | 0
| HT I B: Ferro Alloys | 55.9563 | 9.5 | 4 | 9.5 | 0
| HT II Others | 1134.2578 | 435.1629 | 177 | 435.1629 | 0
| HTIII : Airports, Bus Stations, Railway Stations | 0 | 0 | 0 | 0 | 0
| HT-IV: Irrigation, Agriculture & CPWS | 293.4531 | 94.5938 | 38 | 94.5938 | 0
| HT-VI: TownShips & Residential Colonies | 143.7809 | 64.3781 | 26 | 64.3781 | 0
| HT-Temporary | 41.1531 | 21.6424 | 9 | 21.6424 | 0
| HT-Spare (RESCO) |  | 0 |  |  | 0
| CPWS (Carved out of HT -IV(B) CPWS sales & HT: I (A) Industry Category) | 0 | 0 | 0 | 0 | 0
| HT-Others 2 |  | 0 |  |  | 0
| Total HT 33-KV | 8290.341 | 2737.253 | 823.6325 | 2737.253 | 0 | 0
High Tension Categories 132KV
| HT-I: Industrial Segregated | 5214.1447 | 1161.9236 | 54 | 1161.9236 | 0
| HT I B: Ferro Alloys | 234.138 | 68.0564 | 3 | 68.0564 | 0
| HT II Others | 49.4434 | 19.6085 | 4 | 19.6085 | 0
| HTIII : Airports, Bus Stations, Railway Stations | 58.5316 | 15 | 1 | 15 | 0
| HT-IV: Irrigation, Agriculture & CPWS | 7879.9666 | 2504.4436 | 21 | 2504.4436 | 0
| HT-V: Railway Traction | 566.31 | 127.35 | 12 | 127.35 | 0
| HT V(B)- HMR | 110 | 63.6625 | 4 | 63.6625 | 0
| HT-VI: TownShips & Residential Colonies | 0 | 0 | 0 | 0 | 0
| HT-Temporary | 0 | 0 | 0 | 0 | 0
| CPWS (Carved out of HT -IV(B) CPWS sales & HT: I (A) Industry Category) | 0 | 0 | 0 | 0 | 0
| HT-Others 2 |  | 0 |  |  | 0
| Total HT 132-KV | 14112.5344 | 3960.0446 | 99 | 3960.0446 | 0 | 0
| Total HT | 29065.0801 | 10121.7601 | 16925.6999 | 10121.7601 | 0 | 0
| Grand Total | 55736.8333 | 32626.9679 | 10721590.6999 | 26351.1876 | 6275.7803 | 8412574.1153
| Discom Input(Incl EHT) | 60208.3577 | 4471.5244 |  | 19291.9637
| Discom Input(Excl EHT) | 46095.8233
| Discom Losses (incl EHT) | 7.427%
| Discom Losses (Excl EHT) | 9.7%
4471.5244
Note on B26: GDC: Added EVS in the Label to match it with ARR model category
Note on C28: GDC: Assumed as "0"
Note on C60: GDC: Summation is considered
Note on C61: GDC: Summation is considered
Note on C68: GDC:
Note on D28: GDC: Assumed as "0"
Note on E28: GDC: Assumed as "0"
Note on E50: GDC: No RESCO in Revenue sheet
Note on F28: GDC: Assumed as "0"
Note on G28: GDC: Assumed as "0"
Note on H28: GDC: Assumed as "0"

## Assumptions (hidden)
PEAK DAY SALES ADJUSTMENT FACTOR
| With peak day sales adjustment factor " 1" | 2
| Category | Peak Day Sales Adjustment Factor (%) | Peak day sales adjustment factor (%)
Low Tension
| Domestic | 0% | 16% | 0%
| Commercial | 0% | 20% | 0%
| Industry | 0% | 25% | 0%
| Cottage Industry | 0% |  | 0%
| Agriculture | 0% | 57% | 0%
| Street Lighting & PWS | 0% |  | 0%
| Others | 0% | 2% | 0%
| Spare | 0% |  | 0%
| CPWS (Carved out of LT -VI CPWS sales & LT: III Industry Category) | 0% |  | 0%
| Others 2 | 0% |  | 0%
High Tension (11kV)
| Industry | 0% | 15% | 0%
| Ferro Alloys | 0% |  | 0%
| Others | 0% | 6% | 0%
| Railway Stations, Bus Stations & Airports | 0% |  | 0%
| Irrigation, Agriculture & CPWS | 0% |  | 0%
| Townships & Residential Colonies | 0% |  | 0%
| Spare | 0% | 31% | 0%
| CPWS (Carved out of HT -IV(B) CPWS sales & HT: I (A) Industry Category) | 0% |  | 0%
| HT-Others 2 | 0% |  | 0%
High Tension (33kV)
| Industry | 0% | 15% | 0%
| Ferro Alloys | 0% |  | 0%
| Others | 0% | 6% | 0%
| Railway Stations, Bus Stations & Airports | 0% |  | 0%
| Irrigation, Agriculture & CPWS | 0% |  | 0%
| Townships & Residential Colonies | 0% |  | 0%
| Spare | 0% |  | 0%
| CPWS (Carved out of HT -IV(B) CPWS sales & HT: I (A) Industry Category) | 0% |  | 0%
| HT-Others 2 | 0% |  | 0%
Extra High Tension
| Industry | 0% | 15% | 0%
| Ferro Alloys | 0% |  | 0%
| Others | 0% | 6% | 0%
| Railway Stations, Bus Stations & Airports | 0% |  | 0%
| Irrigation, Agriculture & CPWS | 0% |  | 0%
| Traction | 0% | 20% | 0%
| HMR (HT VB) | 0% |  | 0%
| Spare | 0% |  | 0%
| CPWS (Carved out of HT -IV(B) CPWS sales & HT: I (A) Industry Category) | 0% |  | 0%
| HT-Others 2 | 0% |  | 0%
LOSS SEGREGATION
| Loss Segregation (%) |  |  |  | Technical Losses Coefficient |  | 35%
| Voltage Level | Technical Loss | Comercial Loss |  | Total Sales (MU)--Excluding EHT Sales |  | 41624.2989
| 33KV | 100% | 0% |  | Energy To be Purchased at 33kV & below (MU) |  | 46095.8233
| 11KV | 95% | 5% |  | Energy To be Purchased--Inclu: EHT Sales (MU) |  | 60208.3577
| LT | 65% | 35% |  | Estimated daily consumption on Peak Day (MU) |  | 168.7249
System Losses Referred to Energy input at 33kV & below (%)
| Description | Low Tension | High Tension (11kV) | High Tension (33kV) | Total
| Technical | 1.876% | 3.054% | 3.6% | 8.53%
| Commercial | 1.01% | 0.1608% | 0% | 1.171%
| Total Losses | 2.885% | 3.215% | 3.6% | 9.7%
System Losses Referred to Energy input at 33kV & below (MU)
| Description | Low Tension | High Tension (11kV) | High Tension (33kV) | Total
| Technical | 864.5568 | 1407.888 | 1659.4496 | 3931.8944
| Commercial | 465.5306 | 74.0994 | 0 | 539.63
| Total Losses | 1330.0874 | 1481.9873 | 1659.4496 | 4471.5244
SALES AND LOSSES DATA
| Category | Annual Sales (MU) | Allocation of Commercial Losses among Categories (%) | Commercial losses | Technical Losses | TOTAL LOSSES | ENERGY REQUIREMENT (EXCL EHT LOSSES)
| Low Tension | 26671.7532 | 86.27% | 465.5306 | 864.5568 | 1330.0874 | 28001.8406
| Domestic | 10547.4619 | 34.12% | 184.0961 | 341.8928 | 525.9889 | 11073.4508 | Domestic
| Commercial | 3012.614 | 9.744% | 52.5824 | 97.653 | 150.2353 | 3162.8493 | Commercial
| Industry | 932.879 | 3.017% | 16.2825 | 30.239 | 46.5215 | 979.4005 | Industry
| Cottage Industry | 10.0403 | 0.03247% | 0.17524 | 0.32545 | 0.5007 | 10.541 | Cottage Industry
| Agriculture | 11507.3651 | 37.22% | 200.8503 | 373.0078 | 573.8581 | 12081.2232 | Agriculture
| Street Lighting & PWS | 472.3426 | 1.528% | 8.2443 | 15.3108 | 23.5551 | 495.8978 | Street Lighting & PWS
| Others( General Purpose & Temporary) | 187.4095 | 0.6062% | 3.2711 | 6.0748 | 9.3459 | 196.7553 | Others
| Spare (Evs) | 1.6409 | 0.005307% | 0.02864 | 0.053189 | 0.081829 | 1.7227 | Spare
| CPWS (Carved out of LT -VI CPWS sales & LT: III Industry Category) | 0 | 0% | 0 | 0 | 0 | 0 | CPWS (Carved out of LT -VI CPWS sales & LT: III Industry Category)
| Others | 0 | 0% | 0 | 0 | 0 | 0 | Others 2
| High Tension (11kV) | 6662.2047 | 13.73% | 74.0994 | 1407.888 | 1481.9873 | 8144.192
| Industry | 4240.5664 | 8.74% | 47.1651 | 896.1362 | 943.3012 | 5183.8677 | Industry
| Ferro Alloys | 0.4101 | 0.0008453% | 0.0045613 | 0.086664 | 0.091226 | 0.50133 | Ferro Alloys
| Others | 1842.7413 | 3.798% | 20.4956 | 389.4166 | 409.9122 | 2252.6535 | Others
| Railway Stations, Bus Stations & Airports | 4.7695 | 0.00983% | 0.053048 | 1.0079 | 1.061 | 5.8305 | Railway Stations, Bus Stations & Airports
| Irrigation, Agriculture & CPWS | 198.9694 | 0.4101% | 2.213 | 42.0471 | 44.2601 | 243.2295 | Irrigation, Agriculture & CPWS
| Townships & Residential Colonies | 197.6374 | 0.4074% | 2.1982 | 41.7657 | 43.9638 | 241.6013 | Townships & Residential Colonies
| Spare (Temporary) | 177.1106 | 0.365% | 1.9699 | 37.4278 | 39.3977 | 216.5083 | Spare
| CPWS (Carved out of HT -IV(B) CPWS sales & HT: I (A) Industry Category) | 0 | 0% | 0 | 0 | 0 | 0 | CPWS (Carved out of HT -IV(B) CPWS sales & HT: I (A) Industry Category)
| Others | 0 | 0% | 0 | 0 | 0 | 0 | HT-Others 2
| High Tension (33kV) | 8290.341 | 0% | 0 | 1659.4496 | 1659.4496 | 9949.7907
| Industry | 6621.7397 | 0% | 0 | 1325.4513 | 1325.4513 | 7947.1911 | Industry
| Ferro Alloys | 55.9563 | 0% | 0 | 11.2006 | 11.2006 | 67.1569 | Ferro Alloys
| Others | 1134.2578 | 0% | 0 | 227.0406 | 227.0406 | 1361.2984 | Others
| Railway Stations, Bus Stations & Airports | 0 | 0% | 0 | 0 | 0 | 0 | Railway Stations, Bus Stations & Airports
| Irrigation, Agriculture & CPWS | 293.4531 | 0% | 0 | 58.7395 | 58.7395 | 352.1927 | Irrigation, Agriculture & CPWS
| Townships & Residential Colonies | 143.7809 | 0% | 0 | 28.7801 | 28.7801 | 172.561 | Townships & Residential Colonies
| Spare (Temporary) | 41.1531 | 0% | 0 | 8.2375 | 8.2375 | 49.3906 | Spare
| CPWS (Carved out of HT -IV(B) CPWS sales & HT: I (A) Industry Category) | 0 | 0% | 0 | 0 | 0 | 0 | CPWS (Carved out of HT -IV(B) CPWS sales & HT: I (A) Industry Category)
| Others | 0 | 0% | 0 | 0 | 0 | 0 | HT-Others 2
| Extra High Tension | 14112.5344 | 0% | 0 | 0 | 0 | 14112.5344
| Industry | 5214.1447 | 0% | 0 |  | 0 | 5214.1447 | Industry
| Ferro Alloys | 234.138 | 0% | 0 |  | 0 | 234.138 | Ferro Alloys
| Others | 49.4434 | 0% | 0 |  | 0 | 49.4434 | Others
| Railway Stations, Bus Stations & Airports | 58.5316 | 0% | 0 |  | 0 | 58.5316 | Railway Stations, Bus Stations & Airports
| Irrigation, Agriculture & CPWS | 7879.9666 | 0% | 0 |  | 0 | 7879.9666 | Irrigation, Agriculture & CPWS
| Traction | 566.31 | 0% | 0 |  | 0 | 566.31 | Traction
| HMR (HT VB) | 110 | 0% | 0 |  | 0 | 110 | HMR (HT VB)
| Spare (Townships & Residential Colonies) | 0 | 0% | 0 |  | 0 | 0 | Spare
| CPWS (Carved out of HT -IV(B) CPWS sales & HT: I (A) Industry Category) | 0 | 0% | 0 |  | 0 | 0 | CPWS (Carved out of HT -IV(B) CPWS sales & HT: I (A) Industry Category)
| Others | 0 | 0% | 0 |  | 0 | 0 | HT-Others 2
| Total Sales (MU) | 55736.8333 | 100% | 539.63 | 3931.8944 | 4471.5244 | 60208.3577
Note on B86: GDC: Added as a new category
Note on B87: GDC: Added as a new category
Note on B95: GDC: Added as per Sales & Losses ip sheet category
Note on B96: GDC: Added as a new category
Note on B97: GDC: Added as a new category
Note on B105: GDC: Added as per Sales & Losses ip sheet category
Note on B106: GDC: Added as a new category
Note on B107: GDC: Added as a new category
Note on B117: GDC: Added as a new category
Note on B118: GDC: Added as a new category
Note on C55: admin: Input to be entered
Note on C65: admin: Input to be entered LOSSES AT LT VOLTAGE ONLY GDC: Includes 5% of transmission losses
Note on D65: admin: Input to be entered LOSSES AT HT VOLTAGE ONLY GDC: Includes 5% of transmission losses
Note on E65: admin: Input to be entered LOSSES AT HT VOLTAGE ONLY GDC: Includes 5% of transmission losses
Note on H54: admin: Manual entry

## Results
RESULTS
| Distribution Company |  | TSSPDCL
| Company Peak Demand (MW) |  | 8917.0929
|  |  | 1 | [5 empty] | Combined
[9 empty] | Voltage | Combined Category | List of Categories
| Combined Demand Losses Referred to Peak Demand (%) | [9 empty] | General Purpose | LT VII
| Description | LT | HT (11kV) | HT (33kV) | EHT | Total |  |  |  |  | Temporary | LT VIII
| Technical | 1.908% | 3.424% | 0.044238 | 1.121e-08% | 9.756%
| Commercial | 0.6767% | 0.1336% | 0 | 0% | 0.8102% |  |  | HT | Industry | Industry General | HT IA
| Total Losses | 2.585% | 3.557% | 0.044238 | 1.121e-08% | 10.57% |  |  |  |  | Ferro Alloys | HT IB
| Combined Demand Losses Referred to Peak Demand (MW) | [8 empty] | Others | Others | HT II
| Description | LT | HT (11kV) | HT (33kV) | EHT | Total |  |  |  |  | Railways, Busstations & Airports | HT III
| Technical | 170.1367 | 305.3074 | 394.4783 | 1e-06 | 869.9223 |  |  |  |  | Irrigation, Agriculture & CPWS | HT IV
| Commercial | 60.3415 | 11.9089 | 0 | 0 | 72.2504 |  |  |  |  | Townships and Residential Colonies | HT VI
| Total Losses | 230.4782 | 317.2162 | 394.4783 | 1e-06 | 942.1727 |  |  |  |  | Temporary | HT VII
| Customer Class | Percentage of Sales | Percentage of Energy Purchase | Class Load Factor (%) --End Use--Annual | Class Load Factor (%) --End Use--Peak Day | Class Coincidence Factor (%) -- Incl Losses | Class Contribution to the Peak (%) --- Incl Losses
| Low Tension | 47.85% | 44.3% | 87.76% | 87.76% | 100% | 0.46693 |  |  |  | HMR | HT VB
| Domestic | 18.92% | 17.52% | 83.16% | 83.16% | 88.56% | 0.1695
| Commercial | 5.405% | 5.004% | 81.81% | 81.81% | 96.73% | 0.053936
| Industry | 1.674% | 1.549% | 79.77% | 79.77% | 96.4% | 0.017217
| Cottage Industry | 0.01801% | 0.01668% | 79.92% | 79.92% | 79.71% | 0.00014967
| Agriculture | 20.65% | 19.11% | 81.92% | 81.92% | 100% | 0.21657
| Street Lighting & PWS | 0.8475% | 0.7845% | 85.85% | 85.85% | 94.28% | 0.0076092
| Others | 0.3362% | 0.3113% | 56.25% | 45% | 38.41% | 0.0019263
| Spare | 0.002944% | 0.002725% | 100% | 1% | 100% | 2.5299e-05
| CPWS (Carved out of LT -VI CPWS sales & LT: III Industry Category) | 0% | 0% | 0% | 0% | 0% | 0
| Others 2 | 0% | 0% | 0% | 0% | 0% | 0
| High Tension (11kV) | 11.95% | 11.07% | 61.14% | 69.54% | 98.26% | 0.13708
| Industry | 7.608% | 7.043% | 60.75% | 60.75% | 99.36% | 0.101
| Ferro Alloys | 0.0007358% | 0.0006811% | 47.39% | 47.39% | 75.95% | 9.4982e-06
| Others | 3.306% | 3.061% | 84.6% | 84.6% | 87.71% | 0.027487
| Railway Stations, Bus Stations & Airports | 0.008557% | 0.007922% | 76.9% | 76.9% | 86.33% | 7.7029e-05
| Irrigation, Agriculture & CPWS | 0.357% | 0.3305% | 83.91% | 83.91% | 88.89% | 0.0030493
| Townships & Residential Colonies | 0.3546% | 0.3283% | 78.41% | 78.41% | 79.92% | 0.0028724
| Spare (Temporary) | 0.3178% | 0.2942% | 100% | 1% | 100% | 0.0025885
| CPWS (Carved out of HT -IV(B) CPWS sales & HT: I (A) Industry Category) | 0% | 0% | 0% | 0% | 0% | 0
| Others 2 | 0% | 0% | 0% | 0% | 0% | 0
| High Tension (33kV) | 14.87% | 13.77% | 68.91% | 68.91% | 100% | 0.16344
| Industry | 11.88% | 11% | 64.54% | 64.54% | 100% | 0.13938
| Ferro Alloys | 0.1004% | 0.09294% | 89.69% | 89.69% | 88.96% | 0.00074559
| Others | 2.035% | 1.884% | 91.15% | 91.15% | 100% | 0.016895
| Railway Stations, Bus Stations & Airports | 0% | 0% | 0% | 58.67% | 0% | 0
| Irrigation, Agriculture & CPWS | 0.5265% | 0.4874% | 54.57% | 50.75% | 43.44% | 0.0031421
| Townships & Residential Colonies | 0.258% | 0.2388% | 70.35% | 70.35% | 98.91% | 0.0027228
| Spare (Temporary) | 0.07383% | 0.06835% | 100% | 1% | 100% | 0.00055906
| CPWS (Carved out of HT -IV(B) CPWS sales & HT: I (A) Industry Category) | 0% | 0% | 0% | 0% | 0% | 0
| Others 2 | 0% | 0% | 0% | 0% | 0% | 0
| Extra High Tension | 25.32% | 23.44% | 77.56% | 77.56% | 99.83% | 0.23255
| Industry | 9.355% | 8.66% | 63.9% | 63.9% | 97.8% | 0.10216
| Ferro Alloys | 0.4201% | 0.3889% | 92.73% | 92.73% | 95.3% | 0.0030802
| Others | 0.08871% | 0.08212% | 75.33% | 73.77% | 99.25% | 0.00083394
| Railway Stations, Bus Stations & Airports | 0.105% | 0.09722% | 88.71% | 88.71% | 88.32% | 0.00074603
| Irrigation, Agriculture & CPWS | 14.14% | 13.09% | 81.77% | 81.77% | 95.29% | 0.11755
| Traction | 1.016% | 0.9406% | 74.85% | 74.85% | 70.91% | 0.0068677
| HMR (HT VB) | 0.1974% | 0.1827% | 81.14% | 81.14% | 75.25% | 0.0013059
| Spare (Townships & Residential Colonies) | 0% | 0% | 0% | 1% | 0% | 0
| CPWS (Carved out of HT -IV(B) CPWS sales & HT: I (A) Industry Category) | 0% | 0% | 0% | 0% | 0% | 0
| Others 2 | 0% | 0% | 0% | 0% | 0% | 0
| Total Sales | 100% | 92.57% | 79.78% | 79.78% | 100% | 1
| Combined Losses |  | 7.427% | 54.18% | 70.85%
| Technical |  | 6.53% | 51.6% | 69.65%
| Commercial |  | 0.8963% | 85.26% | 85.26%
| Energy Purchase |  | 100% | 77.08% | 78.84%
Energy Data Input to COS Annual Figures in MU
|  | Sales | Commercial Losses Allocated | Technical Losses Allocated | Total Requirement | Tech Losses (Energy)Peak Day
| Low Tension | 26671.7532 | 465.5306 | 3095.7027 | 30232.9865 | 78.73%
| Domestic | 10547.4619 | 184.0961 | 1223.9668 | 11955.5249 | 31.13%
| Commercial | 3012.614 | 52.5824 | 351.1717 | 3416.3681 | 8.931%
| Industry | 932.879 | 16.2825 | 109.0096 | 1058.1711 | 2.772%
| Cottage Industry | 10.0403 | 0.17524 | 1.1635 | 11.379 | 0.02959%
| Agriculture | 11507.3651 | 200.8503 | 1333.9369 | 13042.1523 | 33.93%
| Street Lighting & PWS | 472.3426 | 8.2443 | 54.4949 | 535.0818 | 1.386%
| Others | 187.4095 | 3.2711 | 21.7708 | 212.4514 | 0.5537%
| Spare | 1.6409 | 0.02864 | 0.18851 | 1.858 | 0.004794%
| CPWS (Carved out of HT -IV(B) CPWS sales & HT: I (A) Industry Category) | 0 | 0 | 0 | 0 | 0%
| Others 2 | 0 | 0 | 0 | 0 | 0%
| High Tension (11kV) | 6662.2047 | 74.0994 | 532.2282 | 7268.5322 | 13.54%
| Industry | 4240.5664 | 47.1651 | 339.9381 | 4627.6696 | 8.646%
| Ferro Alloys | 0.4101 | 0.0045613 | 0.034023 | 0.44868 | 0.0008653%
| Others | 1842.7413 | 20.4956 | 146.5052 | 2009.7421 | 3.726%
| Railway Stations, Bus Stations & Airports | 4.7695 | 0.053048 | 0.3817 | 5.2042 | 0.009708%
| Irrigation, Agriculture & CPWS | 198.9694 | 2.213 | 15.7954 | 216.9778 | 0.4017%
| Townships & Residential Colonies | 197.6374 | 2.1982 | 15.6053 | 215.4409 | 0.3969%
| Spare (Temporary) | 177.1106 | 1.9699 | 13.9685 | 193.0489 | 0.3553%
| CPWS (Carved out of HT -IV(B) CPWS sales & HT: I (A) Industry Category) | 0 | 0 | 0 | 0 | 0%
| Others 2 | 0 | 0 | 0 | 0 | 0%
| High Tension (33kV) | 8290.341 | 0 | 303.9636 | 8594.3046 | 7.731%
| Industry | 6621.7397 | 0 | 242.7033 | 6864.4431 | 6.173%
| Ferro Alloys | 55.9563 | 0 | 2.0287 | 57.985 | 0.0516%
| Others | 1134.2578 | 0 | 41.4246 | 1175.6824 | 1.054%
| Railway Stations, Bus Stations & Airports | 0 | 0 | 0 | 0 | 0%
| Irrigation, Agriculture & CPWS | 293.4531 | 0 | 10.956 | 304.4092 | 0.2786%
| Townships & Residential Colonies | 143.7809 | 0 | 5.3579 | 149.1389 | 0.1363%
| Spare (Temporary) | 41.1531 | 0 | 1.493 | 42.6461 | 0.03797%
| CPWS (Carved out of HT -IV(B) CPWS sales & HT: I (A) Industry Category) | 0 | 0 | 0 | 0 | 0%
| Others 2 | 0 | 0 | 0 | 0 | 0%
| Extra High Tension | 14112.5344 | 0 | 9.9715e-07 | 14112.5344 | 2.536e-08%
| Industry | 5214.1447 | 0 | 3.7187e-07 | 5214.1447 | 9.458e-09%
| Ferro Alloys | 234.138 | 0 | 1.6335e-08 | 234.138 | 4.154e-10%
| Others | 49.4434 | 0 | 3.5342e-09 | 49.4434 | 8.988e-11%
| Railway Stations, Bus Stations & Airports | 58.5316 | 0 | 4.0739e-09 | 58.5316 | 1.036e-10%
| Irrigation, Agriculture & CPWS | 7879.9666 | 0 | 5.5406e-07 | 7879.9666 | 1.409e-08%
| Traction | 566.31 | 0 | 3.9592e-08 | 566.31 | 1.007e-09%
| HMR (HT VB) | 110 | 0 | 7.6897e-09 | 110 | 1.956e-10%
| Spare (Townships & Residential Colonies) | 0 | 0 | 0 | 0 | 0%
| CPWS (Carved out of HT -IV(B) CPWS sales & HT: I (A) Industry Category) | 0 | 0 | 0 | 0 | 0%
| Others 2 | 0 | 0 | 0 | 0 | 0%
| Total for the DISCOM | 55736.8333 | 539.63 | 3931.8944 | 60208.3577 | 100%
COINCIDENT DEMAND DATA
| Demand Data input COS at the PEAK Hour Figures in MW---Coincident Demand | [8 empty] | 10 A:M
| Category | Sales | Commercial Losses Allocated | Technical Losses Allocated | Total Requirement | Class Load Factor Annual | Class Coincident Factor Peak Hour--ex Losses | Class Coincident Factor Morning Peak Hour--Incl Losses |  | Class Coincident Factor Morning Peak Hour--ex Losses | Coincident Demand evening Peak | Commercial Loss Load | Tech Loss Load | Input
| Low Tension | 3457.1605 | 60.3415 | 646.1604 | 4163.6624 | 87.76% | 0.99649 | 95.44% |  | 96.59% | 3350.8937 | 58.4867 | 564.4705 | 3973.851 | 3350.8937
| Domestic | 1254.9695 | 21.9043 | 234.56 | 1511.4338 | 83.16% | 0.86679 | 93.22% |  | 92.66% | 1341.5401 | 23.4153 | 225.9874 | 1590.9428 | 1341.5401
| Commercial | 399.3399 | 6.9701 | 74.6386 | 480.9486 | 81.81% | 0.95 | 85.27% |  | 85.05% | 357.5084 | 6.24 | 60.2236 | 423.972 | 357.5084
| Industry | 127.4732 | 2.2249 | 23.8254 | 153.5235 | 79.77% | 0.95485 | 90.83% |  | 91.37% | 121.9805 | 2.1291 | 20.5481 | 144.6576 | 121.9805
| Cottage Industry | 1.1082 | 0.019342 | 0.20712 | 1.3346 | 79.92% | 0.77269 | 98.72% |  | 97.18% | 1.3937 | 0.024326 | 0.23478 | 1.6528 | 1.3937
| Agriculture | 1603.4811 | 27.9873 | 299.6985 | 1931.1669 | 81.92% | 1 | 88.93% |  | 90.32% | 1448.2331 | 25.2776 | 243.9603 | 1717.4709 | 1448.2331
| Street Lighting & PWS | 56.3388 | 0.98334 | 10.53 | 67.8521 | 85.85% | 0.89703 | 92.74% |  | 89.61% | 56.2798 | 0.98231 | 9.4805 | 66.7427 | 56.2798
| Others | 14.2625 | 0.24894 | 2.6657 | 17.1772 | 56.25% | 0.375 | 63.04% |  | 62.5% | 23.7709 | 0.4149 | 4.0043 | 28.19 | 23.7709
| Spare | 0.18732 | 0.0032694 | 0.03501 | 0.2256 | 100% | 1 | 0.98468 |  | 100% | 0.18732 | 0.0032694 | 0.031554 | 0.22214 | 0.18732
| CPWS (Carved out of LT -VI CPWS sales & LT: III Industry Category) | 0 | 0 | 0 | 0 | 0% | 0 | 0 |  | 0% | 0 | 0 | 0 | 0 | 0
| Others 2 | 0 | 0 | 0 | 0 | 0% | 0 | 0 |  | 0% | 0 | 0 | 0 | 0 | 0
| High Tension (11kV) | 1070.7144 | 11.9089 | 139.7519 | 1222.3751 | 61.14% | 0.97903 | 65.03% |  | 65.71% | 718.5979 | 7.9925 | 82.3716 | 808.962 | 718.5979
| Industry | 788.8759 | 8.7742 | 102.9657 | 900.6157 | 60.75% | 0.99 | 54.43% |  | 55% | 438.2644 | 4.8745 | 50.2374 | 493.3763 | 438.2644
| Ferro Alloys | 0.074188 | 0.00082515 | 0.0096832 | 0.084696 | 47.39% | 0.75102 | 32.52% |  | 32.61% | 0.032215 | 0.0003583 | 0.0036927 | 0.036266 | 0.032215
| Others | 214.6911 | 2.3879 | 28.0219 | 245.1009 | 84.6% | 0.86343 | 84.9% |  | 84.75% | 210.7378 | 2.3439 | 24.1565 | 237.2382 | 210.7378
| Railway Stations, Bus Stations & Airports | 0.60165 | 0.0066918 | 0.078529 | 0.68688 | 76.9% | 0.84982 | 81.2% |  | 81.06% | 0.57386 | 0.0063827 | 0.065781 | 0.64602 | 0.57386
| Irrigation, Agriculture & CPWS | 23.8176 | 0.26491 | 3.1087 | 27.1912 | 83.91% | 0.87994 | 89.75% |  | 90.1% | 24.3864 | 0.27123 | 2.7954 | 27.453 | 24.3864
| Townships & Residential Colonies | 22.4359 | 0.24954 | 2.9284 | 25.6138 | 78.41% | 0.77976 | 85.65% |  | 84.75% | 24.3851 | 0.27122 | 2.7952 | 27.4516 | 24.3851
| Spare (Temporary) | 20.2181 | 0.22487 | 2.6389 | 23.0819 | 100% | 1 | 98.61% |  | 100% | 20.2181 | 0.22487 | 2.3176 | 22.7605 | 20.2181
| CPWS (Carved out of HT -IV(B) CPWS sales & HT: I (A) Industry Category) | 0 | 0 | 0 | 0 | 0% | 0 | 0% |  | 0% | 0 | 0 | 0 | 0 | 0
| Others 2 | 0 | 0 | 0 | 0 | 0% | 0 | 0% |  | 0% | 0 | 0 | 0 | 0 | 0
| High Tension (33kV) | 1373.4063 | 0 | 84.0101 | 1457.4164 | 68.91% | 1 | 73.1% |  | 73.69% | 1012.0122 | 0 | 53.3266 | 1065.3388 | 1012.0122
| Industry | 1171.1913 | 0 | 71.6408 | 1242.832 | 64.54% | 1 | 67.46% |  | 68% | 796.4101 | 0 | 41.9657 | 838.3758 | 796.4101
| Ferro Alloys | 6.2653 | 0 | 0.38324 | 6.6485 | 89.69% | 0.8797 | 96.9% |  | 96.59% | 6.8791 | 0 | 0.36248 | 7.2415 | 6.8791
| Others | 141.9684 | 0 | 8.6841 | 150.6525 | 91.15% | 0.99939 | 96.45% |  | 97.17% | 138.0335 | 0 | 7.2735 | 145.307 | 138.0335
| Railway Stations, Bus Stations & Airports | 0 | 0 | 0 | 0 | 0% | 0 | 0% |  | 0% | 0 | 0 | 0 | 0 | 0
| Irrigation, Agriculture & CPWS | 26.4033 | 0 | 1.6151 | 28.0184 | 54.57% | 0.43011 | 80.79% |  | 80.65% | 49.5062 | 0 | 2.6087 | 52.1149 | 49.5062
| Townships & Residential Colonies | 22.8802 | 0 | 1.3996 | 24.2798 | 70.35% | 0.98073 | 70.7% |  | 70.66% | 16.4855 | 0 | 0.86868 | 17.3542 | 16.4855
| Spare (Temporary) | 4.6978 | 0 | 0.28736 | 4.9852 | 100% | 1 | 99.2% |  | 100% | 4.6978 | 0 | 0.24755 | 4.9454 | 4.6978
| CPWS (Carved out of HT -IV(B) CPWS sales & HT: I (A) Industry Category) | 0 | 0 | 0 | 0 | 0% | 0 | 0% |  | 0% | 0 | 0 | 0 | 0 | 0
| Others 2 | 0 | 0 | 0 | 0 | 0% | 0 | 0% |  | 0% | 0 | 0 | 0 | 0 | 0
| Extra High Tension | 2073.639 | 0 | 2.4566e-07 | 2073.639 | 77.56% | 0.99826 | 99.31% |  | 99.31% | 2062.8186 | 0 | 2.1732e-07 | 2062.8186 | 2062.8186
| Industry | 910.9669 | 0 | 1.0792e-07 | 910.9669 | 63.9% | 0.97795 | 100% |  | 100% | 931.5046 | 0 | 9.8134e-08 | 931.5046 | 931.5046
| Ferro Alloys | 27.4668 | 0 | 3.254e-09 | 27.4668 | 92.73% | 0.95297 | 94.25% |  | 94.25% | 27.1649 | 0 | 2.8618e-09 | 27.1649 | 27.1649
| Others | 7.4363 | 0 | 8.8096e-10 | 7.4363 | 75.33% | 0.99248 | 95.94% |  | 95.94% | 7.1887 | 0 | 7.5733e-10 | 7.1887 | 7.1887
| Railway Stations, Bus Stations & Airports | 6.6524 | 0 | 7.881e-10 | 6.6524 | 88.71% | 0.88323 | 88.38% |  | 88.38% | 6.6567 | 0 | 7.0128e-10 | 6.6567 | 6.6567
| Irrigation, Agriculture & CPWS | 1048.2318 | 0 | 1.2418e-07 | 1048.2318 | 81.77% | 0.95286 | 90.23% |  | 90.23% | 992.597 | 0 | 1.0457e-07 | 992.597 | 992.597
| Traction | 61.2397 | 0 | 7.255e-09 | 61.2397 | 74.85% | 0.70908 | 100% |  | 100% | 86.3648 | 0 | 9.0985e-09 | 86.3648 | 86.3648
| HMR (HT VB) | 11.645 | 0 | 1.3796e-09 | 11.645 | 81.14% | 0.75246 | 73.29% |  | 73.29% | 11.3419 | 0 | 1.1949e-09 | 11.3419 | 11.3419
| Spare (Townships & Residential Colonies) | 0 | 0 | 0 | 0 | 0% | 0 | 0% |  | 0% | 0 | 0 | 0 | 0 | 0
| CPWS (Carved out of HT -IV(B) CPWS sales & HT: I (A) Industry Category) | 0 | 0 | 0 | 0 | 0% | 0 | 0% |  | 0% | 0 | 0 | 0 | 0 | 0
| Others 2 | 0 | 0 | 0 | 0 | 0% | 0 | 0% |  | 0% | 0 | 0 | 0 | 0 | 0
| Total for the DISCOM | 7974.9202 | 72.2504 | 869.9223 | 8917.0929 | 77.08% | 1 |  |  | 89.58% | 7144.3225 | 66.4792 | 700.1687 | 7910.9704 | 5081.5039
942.1727
NON - COINCIDENT DEMAND DATA | [5 empty] | 10.57%
Demand Data input COS at the PEAK Hour Figures in MW---Non--Coincident Demand
| Category | Sales | Commercial Losses Allocated | Technical Losses Allocated | Total Requirement
| Low Tension | 3707.636 | 65.203 | 659.4673 | 4432.3062
| Domestic | 1447.8352 | 25.2706 | 244.1701 | 1717.2759
| Commercial | 420.3578 | 7.337 | 74.6386 | 502.3334
| Industry | 133.5009 | 2.3301 | 24.1336 | 159.9646
| Cottage Industry | 1.4342 | 0.025032 | 0.24144 | 1.7007
| Agriculture | 1603.4811 | 27.9873 | 299.6985 | 1931.1669
| Street Lighting & PWS | 62.8061 | 1.0962 | 10.53 | 74.4323
| Others | 38.0334 | 0.8298 | 6.02 | 44.8832
| Spare | 0.18732 | 0.32694 | 0.03501 | 0.54927
| CPWS (Carved out of HT -IV(B) CPWS sales & HT: I (A) Industry Category) | 0 | 0 | 0 | 0
| Others 2 | 0 | 0 | 0 | 0
| High Tension (11kV) | 1122.3577 | 34.7457 | 140.8363 | 1297.9397
| Industry | 796.8443 | 8.8628 | 102.9657 | 908.6728
| Ferro Alloys | 0.098783 | 0.0010987 | 0.011895 | 0.11178
| Others | 248.6485 | 2.7656 | 28.9623 | 280.3764
| Railway Stations, Bus Stations & Airports | 0.70798 | 0.0078744 | 0.079783 | 0.79564
| Irrigation, Agriculture & CPWS | 27.0673 | 0.30105 | 3.2206 | 30.5889
| Townships & Residential Colonies | 28.7727 | 0.32002 | 2.9571 | 32.0498
| Spare (Temporary) | 20.2181 | 22.4873 | 2.6389 | 45.3443
| CPWS (Carved out of HT -IV(B) CPWS sales & HT: I (A) Industry Category) | 0 | 0 | 0 | 0
| Others 2 | 0 | 0 | 0 | 0
| High Tension (33kV) | 1409.7834 | 0 | 85.5119 | 1495.2953
| Industry | 1171.1913 | 0 | 71.6408 | 1242.832
| Ferro Alloys | 7.1221 | 0 | 0.38324 | 7.5053
| Others | 142.0547 | 0 | 8.6841 | 150.7388
| Railway Stations, Bus Stations & Airports | 0 | 0 | 0 | 0
| Irrigation, Agriculture & CPWS | 61.3877 | 0 | 3.1169 | 64.5046
| Townships & Residential Colonies | 23.3298 | 0 | 1.3996 | 24.7294
| Spare (Temporary) | 4.6978 | 0 | 0.28736 | 4.9852
| CPWS (Carved out of HT -IV(B) CPWS sales & HT: I (A) Industry Category) | 0 | 0 | 0 | 0
| Others 2 | 0 | 0 | 0 | 0
| Extra High Tension | 2177.2877 | 0 | 2.4758e-07 | 2177.2877
| Industry | 931.5046 | 0 | 1.0792e-07 | 931.5046
| Ferro Alloys | 28.8223 | 0 | 3.254e-09 | 28.8223
| Others | 7.4926 | 0 | 8.8096e-10 | 7.4926
| Railway Stations, Bus Stations & Airports | 7.5319 | 0 | 7.881e-10 | 7.5319
| Irrigation, Agriculture & CPWS | 1100.0956 | 0 | 1.2418e-07 | 1100.0956
| Traction | 86.3648 | 0 | 9.0985e-09 | 86.3648
| HMR (HT VB) | 15.4759 | 0 | 1.458e-09 | 15.4759
| Spare (Townships & Residential Colonies) | 0 | 0 | 0 | 0
| CPWS (Carved out of HT -IV(B) CPWS sales & HT: I (A) Industry Category) | 0 | 0 | 0 | 0
| Others 2 | 0 | 0 | 0 | 0
| Total for the DISCOM | 8417.0648 | 99.9486 | 885.8155 | 9402.8289
ENERGY DATA
| Voltage | Categories in Others |  | Share of HT II | Share of HT VII
| 11kV | HT II, HT-VII Temporary |  | 0.91529 | 0.084715
| 33kV | HT II, HT-VII Temporary |  | 0.96499 | 0.035012
| 132kV | HT II, HT-VII Temporary |  | 1 | 0
| Voltage | Categories |  | Share of LT VII | Share of LT VIII
| LT | LT VII, Temporary (LT VIII) |  | 1 | 1
| Category | Energy Sales |  | Commercial Losses |  | Technical Losses |  | Total Losses | Input as a Percentage | Input Required | No. of Consumers | Connected Load
|  | MU | (%) | % | MU | % | MU | MU |  | MU |  | MW
Low Tension Supply
| Domestic - Category I | 10547.4619 | 18.92% | 0.34115 | 184.0961 | 31.13% | 1223.9668 | 1408.0629 | 19.86% | 11955.5249 | 7970976 | 12051.1059
| Non-domestic /Commercial- Category II | 3012.614 | 5.405% | 0.097442 | 52.5824 | 8.931% | 351.1717 | 403.7541 | 5.674% | 3416.3681 | 1138848 | 3819.7469
| Industry - Category III | 932.879 | 1.674% | 0.030174 | 16.2825 | 2.772% | 109.0096 | 125.2921 | 1.758% | 1058.1711 | 45976 | 1051.5957
| Cottage Industry - Category IV | 10.0403 | 0.01801% | 0.00032475 | 0.17524 | 0.02959% | 1.1635 | 1.3387 | 0.0189% | 11.379 | 4692 | 13.789
| Agriculture - Category V | 11507.3651 | 20.65% | 0.3722 | 200.8503 | 33.93% | 1333.9369 | 1534.7872 | 21.66% | 13042.1523 | 1376421 | 5092.3116
| Street Lighting & PWS - Category VI | 472.3426 | 0.8475% | 0.015278 | 8.2443 | 1.386% | 54.4949 | 62.7392 | 0.8887% | 535.0818 | 126940 | 295.7133
| Others( General Purpose & Temporary) | 187.4095 | 0.3362% | 0.0060617 | 3.2711 | 0.5537% | 21.7708 | 25.0419 | 0.3529% | 212.4514 | 40644 | 173.5994
| Spare | 1.6409 | 0.002944% | 5.3074e-05 | 0.02864 | 0.004794% | 0.18851 | 0.21715 | 0.003086% | 1.858 | 168 | 7.346
| CPWS (Carved out of LT -VI CPWS sales & LT: III Industry Category) | 0 | 0% | 0 | 0 | 0% | 0 | 0 | 0% | 0 | 0 | 0
| Others | 0 | 0% | 0 | 0 | 0% | 0 | 0 | 0% | 0 | 0 | 0
| Total Low Tension Supply | 26671.7532 | 47.85% | 0.86268 | 465.5306 | 78.73% | 3095.7027 | 3561.2333 | 50.21% | 30232.9865 | 10704665 | 22505.2078
High Tension Supply
| Industry General - Cat- I (11KV) | 4240.5664 | 7.608% | 0.087403 | 47.1651 | 8.646% | 339.9381 | 387.1031 | 7.686% | 4627.6696 | 9588.0674 | 2002.7953
| Industry General - Cat- I (33KV) | 6621.7397 | 11.88% | 0 | 0 | 6.173% | 242.7033 | 242.7033 | 11.4% | 6864.4431 | 569.6325 | 2111.9759
| Industry General - Cat-I (220/132KV) | 5214.1447 | 9.355% | 0 | 0 | 9.458e-09% | 3.7187e-07 | 3.7187e-07 | 8.66% | 5214.1447 | 54 | 1161.9236
| Ferro Alloys - Cat-IB (11kV) | 0.4101 | 0.0007358% | 8.4526e-06 | 0.0045613 | 0.0008653% | 0.034023 | 0.038584 | 0.0007452% | 0.44868 | 0 | 0.084
| Ferro Alloys - Cat-IB (33kV) | 55.9563 | 0.1004% | 0 | 0 | 0.0516% | 2.0287 | 2.0287 | 0.09631% | 57.985 | 4 | 9.5
| Ferro Alloys - Cat-IB (132kV) | 234.138 | 0.4201% | 0 | 0 | 4.154e-10% | 1.6335e-08 | 1.6335e-08 | 0.3889% | 234.138 | 3 | 68.0564
| Others - Cat- II (11KV) | 1842.7413 | 3.306% | 0.037981 | 20.4956 | 3.726% | 146.5052 | 167.0008 | 3.338% | 2009.7421 | 5326 | 1083.2951
| Others - Cat- II (33KV) | 1134.2578 | 2.035% | 0 | 0 | 1.054% | 41.4246 | 41.4246 | 1.953% | 1175.6824 | 177 | 435.1629
| Others - Cat-II (220/132KV) | 49.4434 | 0.08871% | 0 | 0 | 8.988e-11% | 3.5342e-09 | 3.5342e-09 | 0.08212% | 49.4434 | 4 | 19.6085
| Railway Stations ,Busstations &Airports-Cat-III (11kV) | 4.7695 | 0.008557% | 9.8304e-05 | 0.053048 | 0.009708% | 0.3817 | 0.43475 | 0.008644% | 5.2042 | 11 | 1.9053
| Railway Stations ,Busstations & Airports-Cat-III (33kV) | 0 | 0% | 0 | 0 | 0% | 0 | 0 | 0% | 0 | 0 | 0
| Railway Stations ,Busstations & Airports-Cat-III (132kV) | 58.5316 | 0.105% | 0 | 0 | 1.036e-10% | 4.0739e-09 | 4.0739e-09 | 0.09722% | 58.5316 | 1 | 15
| Irrigation, Agriculture & CPWS - Cat-IV (11KV) | 198.9694 | 0.357% | 0.004101 | 2.213 | 0.4017% | 15.7954 | 18.0084 | 0.3604% | 216.9778 | 348 | 96.8144
| Irrigation, Agriculture & CPWS - Cat-IV (33KV) | 293.4531 | 0.5265% | 0 | 0 | 0.2786% | 10.956 | 10.956 | 0.5056% | 304.4092 | 38 | 94.5938
| Irrigation, Agriculture & CPWS - Cat-IV (132KV) | 7879.9666 | 14.14% | 0 | 0 | 1.409e-08% | 5.5406e-07 | 5.5406e-07 | 13.09% | 7879.9666 | 21 | 2504.4436
| Railway Traction - Cat V (132KV) | 566.31 | 1.016% | 0 | 0 | 1.007e-09% | 3.9592e-08 | 3.9592e-08 | 0.9406% | 566.31 | 12 | 127.35
| HMR- Cat V(B) (132kV) | 110 | 0.1974% | 0 | 0 | 1.956e-10% | 7.6897e-09 | 7.6897e-09 | 0.1827% | 110 | 4 | 63.6625
| Townships & Residential Colonies- Cat VI(11KV) | 197.6374 | 0.3546% | 0.0040735 | 2.1982 | 0.3969% | 15.6053 | 17.8035 | 0.3578% | 215.4409 | 241 | 119.6159
| Townships & Residential Colonies -Cat VI(33KV) | 143.7809 | 0.258% | 0 | 0 | 0.1363% | 5.3579 | 5.3579 | 0.2477% | 149.1389 | 26 | 64.3781
| Spare(11KV) (Temporary) | 177.1106 | 0.3178% | 0.365% | 1.9699 | 0.3553% | 13.9685 | 15.9384 | 0.3206% | 193.0489 | 489 | 119.9526
| Spare(33kV) (Temporary) | 41.1531 | 0.07383% | 0 | 0 | 0.03797% | 1.493 | 1.493 | 0.07083% | 42.6461 | 9 | 21.6424
| Spare(132kV) (Townships & Residential Colonies) | 0 | 0% | 0 | 0 | 0% | 0 | 0 | 0% | 0 | 0 | 0
| CPWS (11 kV) | 0 | 0% | 0 | 0 | 0% | 0 | 0 | 0% | 0 | 0 | 0
| CPWS (33 kV) | 0 | 0% | 0 | 0 | 0% | 0 | 0 | 0% | 0 | 0 | 0
| CPWS (132 kV) | 0 | 0% | 0 | 0 | 0% | 0 | 0 | 0% | 0 | 0 | 0
| Others 2 (11 kV) | 0 | 0% | 0 | 0 | 0% | 0 | 0 | 0% | 0 | 0 | 0
| Others 2 (33 kV) | 0 | 0% | 0 | 0 | 0% | 0 | 0 | 0% | 0 | 0 | 0
| Others 2 (132 kV) | 0 | 0% | 0 | 0 | 0% | 0 | 0 | 0% | 0 | 0 | 0
| Total High Tension Supply | 29065.0801 | 52.15% | 0.13732 | 74.0994 | 21.27% | 836.1917 | 910.2911 | 49.79% | 29975.3712 | 16925.6999 | 10121.7601
| Total Peak | 55736.8333 | 100% | 1 | 539.63 | 100% | 3931.8944 | 4471.5244 | 100% | 60208.3577 | 10721590.6999 | 32626.9679
NON - COINCIDENT DEMAND DATA
| Category | Energy Sales |  | Commercial Losses |  | Technical Losses |  | Total Losses | Input as a Percentage | Input Required | Class Load Factor
|  | MW | % | % | MW | % | MW | MW | % | MW | %
Low Tension Supply
| Domestic - Category I | 1447.8352 | 17.2% | 0.25284 | 25.2706 | 27.56% | 244.1701 | 269.4407 | 18.26% | 1717.2759 | 83.16%
| Non-domestic /Commercial- Category II | 420.3578 | 4.994% | 0.073407 | 7.337 | 8.426% | 74.6386 | 81.9756 | 5.342% | 502.3334 | 81.81%
| Industry - Category III | 133.5009 | 1.586% | 0.023313 | 2.3301 | 2.724% | 24.1336 | 26.4637 | 1.701% | 159.9646 | 79.77%
| Cottage Industry - Category IV | 1.4342 | 0.01704% | 0.00025045 | 0.025032 | 0.02726% | 0.24144 | 0.26647 | 0.01809% | 1.7007 | 79.92%
| Agriculture - Category V | 1603.4811 | 19.05% | 0.28002 | 27.9873 | 33.83% | 299.6985 | 327.6858 | 20.54% | 1931.1669 | 81.92%
| Street Lighting & PWS - Category VI | 62.8061 | 0.7462% | 0.010968 | 1.0962 | 1.189% | 10.53 | 11.6262 | 0.7916% | 74.4323 | 85.85%
| Others( General Purpose & Temporary) | 38.0334 | 0.4519% | 0.0083022 | 0.8298 | 0.6796% | 6.02 | 6.8498 | 0.4773% | 44.8832 | 56.25%
| Spare | 0.18732 | 0.002225% | 0.0032711 | 0.32694 | 0.003952% | 0.03501 | 0.36195 | 0.005842% | 0.54927 | 100%
| CPWS (Carved out of LT -VI CPWS sales & LT: III Industry Category) | 0 | 0% | 0 | 0 | 0% | 0 | 0 | 0% | 0 | 0%
| Others 2 | 0 | 0% | 0 | 0 | 0% | 0 | 0 | 0% | 0 | 0%
| Total Low Tension Supply | 3707.636 | 44.05% | 65.24% | 65.203 | 74.45% | 659.4673 | 724.6702 | 47.14% | 4432.3062
| High Tension Supply | [10 empty] | 4432.3062
| Industry General - Cat- I (11KV) | 796.8443 | 9.467% | 8.867% | 8.8628 | 11.62% | 102.9657 | 111.8285 | 9.664% | 908.6728 | 60.75% | 1297.9397
| Industry General - Cat- I (33KV) | 1171.1913 | 13.91% | 0% | 0 | 8.088% | 71.6408 | 71.6408 | 13.22% | 1242.832 | 64.54% | 1495.2953
| Industry General - Cat-I (220/132KV) | 931.5046 | 11.07% | 0% | 0 | 1.218e-08% | 1.0792e-07 | 1.0792e-07 | 9.907% | 931.5046 | 63.9% | 2177.2877
| Ferro Alloys - Cat-IB (11kV) | 0.098783 | 0.001174% | 0.001099% | 0.0010987 | 0.001343% | 0.011895 | 0.012994 | 0.001189% | 0.11178 | 47.39%
| Ferro Alloys - Cat-IB (33kV) | 7.1221 | 0.08461% | 0% | 0 | 0.04326% | 0.38324 | 0.38324 | 0.07982% | 7.5053 | 89.69%
| Ferro Alloys - Cat-IB (132kV) | 28.8223 | 0.3424% | 0% | 0 | 3.673e-10% | 3.254e-09 | 3.254e-09 | 0.3065% | 28.8223 | 92.73%
| Others - Cat- II (11KV) | 248.6485 | 2.954% | 2.767% | 2.7656 | 3.27% | 28.9623 | 31.7279 | 2.982% | 280.3764 | 84.6%
| Others - Cat- II (33KV) | 142.0547 | 1.688% | 0% | 0 | 0.9803% | 8.6841 | 8.6841 | 1.603% | 150.7388 | 91.15%
| Others - Cat-II (220/132KV) | 7.4926 | 0.08902% | 0% | 0 | 9.945e-11% | 8.8096e-10 | 8.8096e-10 | 0.07968% | 7.4926 | 75.33%
| Railway Stations ,Busstations &Airports-Cat-III (11kV) | 0.70798 | 0.008411% | 0.007878% | 0.0078744 | 0.009007% | 0.079783 | 0.087657 | 0.008462% | 0.79564 | 76.9%
| Railway Stations ,Busstations & Airports-Cat-III (33kV) | 0 | 0% | 0% | 0 | 0% | 0 | 0 | 0% | 0 | 0%
| Railway Stations ,Busstations & Airports-Cat-III (132kV) | 7.5319 | 0.08948% | 0% | 0 | 8.897e-11% | 7.881e-10 | 7.881e-10 | 0.0801% | 7.5319 | 88.71%
| Irrigation, Agriculture & CPWS - Cat-IV (11KV) | 27.0673 | 0.3216% | 0.3012% | 0.30105 | 0.3636% | 3.2206 | 3.5216 | 0.3253% | 30.5889 | 83.91%
| Irrigation, Agriculture & CPWS - Cat-IV (33KV) | 61.3877 | 0.7293% | 0% | 0 | 0.3519% | 3.1169 | 3.1169 | 0.686% | 64.5046 | 54.57%
| Irrigation, Agriculture & CPWS - Cat-IV (132KV) | 1100.0956 | 13.07% | 0% | 0 | 1.402e-08% | 1.2418e-07 | 1.2418e-07 | 11.7% | 1100.0956 | 81.77%
| Railway Traction - Cat V (132KV) | 86.3648 | 1.026% | 0% | 0 | 1.027e-09% | 9.0985e-09 | 9.0985e-09 | 0.9185% | 86.3648 | 74.85%
| HMR- Cat V(B) (132kV) | 15.4759 | 0.1839% | 0% | 0 | 1.646e-10% | 1.458e-09 | 1.458e-09 | 0.1646% | 15.4759 | 81.14%
| Townships & Residential Colonies - Cat VI(11KV) | 28.7727 | 0.3418% | 0.3202% | 0.32002 | 0.3338% | 2.9571 | 3.2771 | 0.3409% | 32.0498 | 78.41%
| Townships & Residential Colonies - Cat VI (33KV) | 23.3298 | 0.2772% | 0% | 0 | 0.158% | 1.3996 | 1.3996 | 0.263% | 24.7294 | 70.35%
| Spare(11KV) (Temporary) | 20.2181 | 0.2402% | 22.5% | 22.4873 | 0.2979% | 2.6389 | 25.1262 | 0.4822% | 45.3443 | 100%
| Spare(33kV) (Temporary) | 4.6978 | 0.05581% | 0% | 0 | 0.03244% | 0.28736 | 0.28736 | 0.05302% | 4.9852 | 100%
| Spare(132kV) (Townships & Residential Colonies) | 0 | 0% | 0% | 0 | 0% | 0 | 0 | 0% | 0 | 0%
| CPWS (11 kV) | 0 | 0% | 0% | 0 | 0% | 0 | 0 | 0% | 0 | 0%
| CPWS (33 kV) | 0 | 0% | 0% | 0 | 0% | 0 | 0 | 0% | 0 | 0%
| CPWS (132 kV) | 0 | 0% | 0% | 0 | 0% | 0 | 0 | 0% | 0 | 0%
| Others 2 (11 kV) | 0 | 0% | 0% | 0 | 0% | 0 | 0 | 0% | 0 | 0%
| Others 2 (33 kV) | 0 | 0% | 0% | 0 | 0% | 0 | 0 | 0% | 0 | 0%
| Others 2 (132 kV) | 0 | 0% | 0% | 0 | 0% | 0 | 0 | 0% | 0 | 0%
| Total High Tension Supply | 4709.4288 | 55.95% | 34.76% | 34.7457 | 25.55% | 226.3482 | 261.0938 | 52.86% | 4970.5227
| Total Peak | 8417.0648 | 100% | 100% | 99.9486 | 100% | 885.8155 | 985.7641 | 100% | 9402.8289
COINCIDENT DEMAND EVENING PEAK DATA
| Category | Energy Sales |  | Commercial Losses |  | Technical Losses |  | Total Losses | Input as a Percentage | Input Required | Coincident Factor
|  | MW | % | % | MW | % | MW | MW |  | MW | %
Low Tension Supply
| Domestic - Category I | 1254.9695 | 15.74% | 30.32% | 21.9043 | 26.96% | 234.56 | 256.4643 | 16.95% | 1511.4338 | 88.56%
| Non-domestic /Commercial- Category II | 399.3399 | 5.007% | 9.647% | 6.9701 | 8.58% | 74.6386 | 81.6087 | 5.393% | 480.9486 | 96.73%
| Industry - Category III | 127.4732 | 1.598% | 3.079% | 2.2249 | 2.739% | 23.8254 | 26.0503 | 1.722% | 153.5235 | 96.4%
| Cottage Industry - Category IV | 1.1082 | 0.0139% | 0.02677% | 0.019342 | 0.02381% | 0.20712 | 0.22647 | 0.01497% | 1.3346 | 79.71%
| Agriculture - Category V | 1603.4811 | 20.11% | 38.74% | 27.9873 | 34.45% | 299.6985 | 327.6858 | 21.66% | 1931.1669 | 100%
| Street Lighting & PWS - Category VI | 56.3388 | 0.7064% | 1.361% | 0.98334 | 1.21% | 10.53 | 11.5133 | 0.7609% | 67.8521 | 94.28%
| Others( General Purpose & Temporary) | 14.2625 | 0.1788% | 0.3446% | 0.24894 | 0.3064% | 2.6657 | 2.9147 | 0.1926% | 17.1772 | 38.41%
| Spare | 0.18732 | 0.002349% | 0.004525% | 0.0032694 | 0.004025% | 0.03501 | 0.03828 | 0.00253% | 0.2256 | 100%
| CPWS (Carved out of LT -VI CPWS sales & LT: III Industry Category) | 0 | 0% | 0% | 0 | 0% | 0 | 0 | 0% | 0 | 0%
| Others 2 | 0 | 0% | 0% | 0 | 0% | 0 | 0 | 0% | 0 | 0%
| Total Low Tension Supply | 3457.1605 | 43.35% | 83.52% | 60.3415 | 74.28% | 646.1604 | 706.5019 | 46.69% | 4163.6624
| High Tension Supply | [10 empty] | 4163.6624
| Industry General - Cat- I (11KV) | 788.8759 | 9.891% | 0.12144 | 8.7742 | 11.84% | 102.9657 | 111.7399 | 10.1% | 900.6157 | 99.36% | 1222.3751
| Industry General - Cat- I (33KV) | 1171.1913 | 14.69% | 0 | 0 | 8.235% | 71.6408 | 71.6408 | 13.94% | 1242.832 | 100% | 1457.866
| Industry General - Cat-I (220/132KV) | 910.9669 | 11.42% | 0 | 0 | 1.241e-08% | 1.0792e-07 | 1.0792e-07 | 10.22% | 910.9669 | 97.8% | 2073.639
| Ferro Alloys - Cat-IB (11kV) | 0.074188 | 0.0009302% | 1.1421e-05 | 0.00082515 | 0.001113% | 0.0096832 | 0.010508 | 0.0009498% | 0.084696 | 75.95%
| Ferro Alloys - Cat-IB (33kV) | 6.2653 | 0.07856% | 0 | 0 | 0.04405% | 0.38324 | 0.38324 | 0.07456% | 6.6485 | 88.96%
| Ferro Alloys - Cat-IB (132kV) | 27.4668 | 0.3444% | 0 | 0 | 2.824e-08% | 2.4566e-07 | 2.4566e-07 | 0.308% | 27.4668 | 95.3%
| Others - Cat- II (11KV) | 214.6911 | 2.692% | 0.03305 | 2.3879 | 3.221% | 28.0219 | 30.4098 | 2.749% | 245.1009 | 87.71%
| Others - Cat- II (33KV) | 141.9684 | 1.78% | 0 | 0 | 0.9983% | 8.6841 | 8.6841 | 1.689% | 150.6525 | 100%
| Others - Cat-II (220/132KV) | 7.4363 | 0.09324% | 0 | 0 | 1.013e-10% | 8.8096e-10 | 8.8096e-10 | 0.08339% | 7.4363 | 99.25%
| Railway Stations ,Busstations &Airports-Cat-III (11kV) | 0.60165 | 0.007544% | 9.262e-05 | 0.0066918 | 0.009027% | 0.078529 | 0.085221 | 0.007703% | 0.68688 | 86.33%
| Railway Stations ,Busstations & Airports-Cat-III (33kV) | 0 | 0% | 0 | 0 | 0% | 0 | 0 | 0% | 0 | 0%
| Railway Stations ,Busstations & Airports-Cat-III (132kV) | 6.6524 | 0.08341% | 0 | 0 | 9.059e-11% | 7.881e-10 | 7.881e-10 | 0.0746% | 6.6524 | 88.32%
| Irrigation, Agriculture & CPWS - Cat-IV (11KV) | 23.8176 | 0.2986% | 0.0036665 | 0.26491 | 0.3574% | 3.1087 | 3.3736 | 0.3049% | 27.1912 | 88.89%
| Irrigation, Agriculture & CPWS - Cat-IV (33KV) | 26.4033 | 0.3311% | 0 | 0 | 0.1857% | 1.6151 | 1.6151 | 0.3142% | 28.0184 | 43.44%
| Irrigation, Agriculture & CPWS - Cat-IV (132KV) | 1048.2318 | 13.14% | 0 | 0 | 1.428e-08% | 1.2418e-07 | 1.2418e-07 | 11.75% | 1048.2318 | 95.29%
| Railway Traction - Cat V (132KV) | 61.2397 | 0.7679% | 0 | 0 | 8.34e-10% | 7.255e-09 | 7.255e-09 | 0.6867% | 61.2397 | 70.91%
| HMR- Cat V(B) (132kV) | 11.645 | 0.146% | 0 | 0 | 1.586e-10% | 1.3796e-09 | 1.3796e-09 | 0.1306% | 11.645 | 75.25%
| Townships & Residential Colonies -Cat VI (11KV) | 22.4359 | 0.2813% | 0.0034538 | 0.24954 | 0.3366% | 2.9284 | 3.1779 | 0.2872% | 25.6138 | 79.92%
| Townships & Residential Colonies -Cat VI (33KV) | 23.3298 | 0.2925% | 0 | 0 | 0.1609% | 1.3996 | 1.3996 | 0.2773% | 24.7294 | 98.91%
| Spare(11KV) (Temporary) | 20.2181 | 0.2535% | 0.0031124 | 0.22487 | 0.3033% | 2.6389 | 2.8638 | 0.2588% | 23.0819 | 100%
| Spare(33kV) (Temporary) | 4.6978 | 0.0589% | 0 | 0 | 0.03303% | 0.28736 | 0.28736 | 0.0559% | 4.9852 | 100%
| Spare(132kV) (Townships & Residential Colonies) | 0 | 0% | 0 | 0 | 0% | 0 | 0 | 0% | 0 | 0%
| CPWS (11 kV) | 0 | 0% | 0 | 0 | 0% | 0 | 0 | 0% | 0 | 0%
| CPWS (33 kV) | 0 | 0% | 0 | 0 | 0% | 0 | 0 | 0% | 0 | 0%
| CPWS (132 kV) | 0 | 0% | 0 | 0 | 0% | 0 | 0 | 0% | 0 | 0%
| Others 2 (11 kV) | 0 | 0% | 0 | 0 | 0% | 0 | 0 | 0% | 0 | 0%
| Others 2 (33 kV) | 0 | 0% | 0 | 0 | 0% | 0 | 0 | 0% | 0 | 0%
| Others 2 (132 kV) | 0 | 0% | 0 | 0 | 0% | 0 | 0 | 0% | 0 | 0%
| Total High Tension Supply | 4518.2093 | 56.65% | 0.16483 | 11.9089 | 25.72% | 223.7619 | 235.6708 | 53.31% | 4753.8801
| Total Peak | 7975.3698 | 100% | 1 | 72.2504 | 100% | 869.9223 | 942.1727 | 100% | 8917.5425
COINCIDENT DEMAND MORNING PEAK DATA
| Category | Energy Sales |  | Commercial Losses |  | Technical Losses |  | Total Losses | Input as a Percentage | Input Required | Coincident Factor
|  | MW | % | % | MW | % | MW | MW | % | MW | %
Low Tension Supply
| Domestic - Category I | 1341.5401 | 18.78% | 35.22% | 23.4153 | 32.28% | 225.9874 | 249.4028 | 20.11% | 1590.9428 | 93.22%
| Non-domestic /Commercial- Category II | 357.5084 | 5.004% | 9.386% | 6.24 | 8.601% | 60.2236 | 66.4636 | 5.359% | 423.972 | 85.27%
| Industry - Category III | 121.9805 | 1.707% | 3.203% | 2.1291 | 2.935% | 20.5481 | 22.6771 | 1.829% | 144.6576 | 90.83%
| Cottage Industry - Category IV | 1.3937 | 0.01951% | 0.03659% | 0.024326 | 0.03353% | 0.23478 | 0.25911 | 0.02089% | 1.6528 | 98.72%
| Agriculture - Category V | 1448.2331 | 20.27% | 38.02% | 25.2776 | 34.84% | 243.9603 | 269.2378 | 21.71% | 1717.4709 | 88.93%
| Street Lighting & PWS - Category VI | 56.2798 | 0.7878% | 1.478% | 0.98231 | 1.354% | 9.4805 | 10.4629 | 0.8437% | 66.7427 | 92.74%
| Others( General Purpose & Temporary) | 23.7709 | 0.3327% | 0.6241% | 0.4149 | 0.5719% | 4.0043 | 4.4192 | 0.3563% | 28.19 | 63.04%
| Spare | 0.18732 | 0.002622% | 0.004918% | 0.0032694 | 0.004507% | 0.031554 | 0.034824 | 0.002808% | 0.22214 | 98.47%
| CPWS (Carved out of LT -VI CPWS sales & LT: III Industry Category) | 0 | 0% | 0% | 0 | 0% | 0 | 0 | 0% | 0 | 0%
| Others 2 | 0 | 0% | 0% | 0 | 0% | 0 | 0 | 0% | 0 | 0%
| Total Low Tension Supply | 3350.8937 | 46.9% | 87.98% | 58.4867 | 80.62% | 564.4705 | 622.9573 | 50.23% | 3973.851
| High Tension Supply | [10 empty] | 3973.851
| Industry General - Cat- I (11KV) | 438.2644 | 6.134% | 7.332% | 4.8745 | 7.175% | 50.2374 | 55.112 | 6.237% | 493.3763 | 54.43% | 808.962
| Industry General - Cat- I (33KV) | 796.4101 | 11.15% | 0% | 0 | 5.994% | 41.9657 | 41.9657 | 10.6% | 838.3758 | 67.46% | 1065.3388
| Industry General - Cat-I (220/132KV) | 931.5046 | 13.04% | 0% | 0 | 1.402e-08% | 9.8134e-08 | 9.8134e-08 | 11.77% | 931.5046 | 100% | 2062.8186
| Ferro Alloys - Cat-IB (11kV) | 0.032215 | 0.0004509% | 0.000539% | 0.0003583 | 0.0005274% | 0.0036927 | 0.004051 | 0.0004584% | 0.036266 | 32.52%
| Ferro Alloys - Cat-IB (33kV) | 6.8791 | 0.09629% | 0% | 0 | 0.05177% | 0.36248 | 0.36248 | 0.09154% | 7.2415 | 96.9%
| Ferro Alloys - Cat-IB (132kV) | 27.1649 | 0.3802% | 0% | 0 | 4.087e-10% | 2.8618e-09 | 2.8618e-09 | 0.3434% | 27.1649 | 94.25%
| Others - Cat- II (11KV) | 210.7378 | 2.95% | 3.526% | 2.3439 | 3.45% | 24.1565 | 26.5004 | 2.999% | 237.2382 | 84.9%
| Others - Cat- II (33KV) | 138.0335 | 1.932% | 0% | 0 | 1.039% | 7.2735 | 7.2735 | 1.837% | 145.307 | 96.45%
| Others - Cat-II (220/132KV) | 7.1887 | 0.1006% | 0% | 0 | 1.082e-10% | 7.5733e-10 | 7.5733e-10 | 0.09087% | 7.1887 | 95.94%
| Railway Stations ,Busstations &Airports-Cat-III (11kV) | 0.57386 | 0.008032% | 0.009601% | 0.0063827 | 0.009395% | 0.065781 | 0.072163 | 0.008166% | 0.64602 | 81.2%
| Railway Stations ,Busstations & Airports-Cat-III (33kV) | 0 | 0% | 0% | 0 | 0% | 0 | 0 | 0% | 0 | 0%
| Railway Stations ,Busstations & Airports-Cat-III (132kV) | 6.6567 | 0.09318% | 0% | 0 | 1.002e-10% | 7.0128e-10 | 7.0128e-10 | 0.08415% | 6.6567 | 88.38%
| Irrigation, Agriculture & CPWS - Cat-IV (11KV) | 24.3864 | 0.3413% | 0.408% | 0.27123 | 0.3992% | 2.7954 | 3.0666 | 0.347% | 27.453 | 89.75%
| Irrigation, Agriculture & CPWS - Cat-IV (33KV) | 49.5062 | 0.6929% | 0% | 0 | 0.3726% | 2.6087 | 2.6087 | 0.6588% | 52.1149 | 80.79%
| Irrigation, Agriculture & CPWS - Cat-IV (132KV) | 992.597 | 13.89% | 0% | 0 | 1.493e-08% | 1.0457e-07 | 1.0457e-07 | 12.55% | 992.597 | 90.23%
| Railway Traction - Cat V (132KV) | 86.3648 | 1.209% | 0% | 0 | 1.299e-09% | 9.0985e-09 | 9.0985e-09 | 1.092% | 86.3648 | 100%
| HMR- Cat V(B) (132kV) | 11.3419 | 0.1588% | 0% | 0 | 1.707e-10% | 1.1949e-09 | 1.1949e-09 | 0.1434% | 11.3419 | 73.29%
| Townships & Residential Colonies -Cat VI (11KV) | 24.3851 | 0.3413% | 0.408% | 0.27122 | 0.3992% | 2.7952 | 3.0664 | 0.347% | 27.4516 | 85.65%
| Townships & Residential Colonies -Cat VI(33KV) | 16.4855 | 0.2308% | 0% | 0 | 0.1241% | 0.86868 | 0.86868 | 0.2194% | 17.3542 | 70.7%
| Spare(11KV) (Temporary) | 20.2181 | 0.283% | 0.3383% | 0.22487 | 0.331% | 2.3176 | 2.5424 | 0.2877% | 22.7605 | 98.61%
| Spare(33kV) (Temporary) | 4.6978 | 0.06576% | 0% | 0 | 0.03536% | 0.24755 | 0.24755 | 0.06251% | 4.9454 | 99.2%
| Spare(132kV) (Townships & Residential Colonies) | 0 | 0% | 0% | 0 | 0% | 0 | 0 | 0% | 0 | 0%
| CPWS (11 kV) | 0 | 0% | 0% | 0 | 0% | 0 | 0 | 0% | 0 | 0%
| CPWS (33 kV) | 0 | 0% | 0% | 0 | 0% | 0 | 0 | 0% | 0 | 0%
| CPWS (132 kV) | 0 | 0% | 0% | 0 | 0% | 0 | 0 | 0% | 0 | 0%
| Others 2 (11 kV) | 0 | 0% | 0% | 0 | 0% | 0 | 0 | 0% | 0 | 0%
| Others 2 (33 kV) | 0 | 0% | 0% | 0 | 0% | 0 | 0 | 0% | 0 | 0%
| Others 2 (132 kV) | 0 | 0% | 0% | 0 | 0% | 0 | 0 | 0% | 0 | 0%
| Total High Tension Supply | 3793.4288 | 53.1% | 12.02% | 7.9925 | 19.38% | 135.6982 | 143.6907 | 49.77% | 3937.1194
| Total Peak | 7144.3225 | 100% | 100% | 66.4792 | 100% | 700.1687 | 766.6479 | 100% | 7910.9704
AVERAGE OF MORNING AND EVENING COINCIDENT PEAKS
| Category | Energy Sales |  | Commercial Losses |  | Technical Losses |  | Total Losses | Input as a Percentage | Input Required | Coincident Factor
|  | MW | % | % | MW | % | MW | MW | % | MW | %
Low Tension Supply
| Domestic - Category I | 1298.2548 | 17.17% | 32.67% | 22.6598 | 29.33% | 230.2737 | 252.9335 | 18.44% | 1551.1883 | 90.89%
| Non-domestic /Commercial- Category II | 378.4241 | 5.006% | 9.522% | 6.605 | 8.589% | 67.4311 | 74.0362 | 5.377% | 452.4603 | 91%
| Industry - Category III | 124.7268 | 1.65% | 3.138% | 2.177 | 2.826% | 22.1867 | 24.3637 | 1.772% | 149.0906 | 93.62%
| Cottage Industry - Category IV | 1.251 | 0.01655% | 0.03148% | 0.021834 | 0.02815% | 0.22095 | 0.24279 | 0.01775% | 1.4937 | 89.21%
| Agriculture - Category V | 1525.8571 | 20.18% | 38.39% | 26.6324 | 34.63% | 271.8294 | 298.4618 | 21.68% | 1824.3189 | 94.47%
| Street Lighting & PWS - Category VI | 56.3093 | 0.7448% | 1.417% | 0.98283 | 1.274% | 10.0053 | 10.9881 | 0.7998% | 67.2974 | 93.51%
| Others( General Purpose & Temporary) | 19.0167 | 0.2515% | 0.4785% | 0.33192 | 0.4248% | 3.335 | 3.6669 | 0.2696% | 22.6836 | 50.73%
| Spare | 0.18732 | 0.002478% | 0.004713% | 0.0032694 | 0.00424% | 0.033282 | 0.036552 | 0.002661% | 0.22387 | 99.23%
| CPWS | 0 | 0% | 0% | 0 | 0% | 0 | 0 | 0% | 0 | 0%
| Others 2 | 0 | 0% | 0% | 0 | 0% | 0 | 0 | 0% | 0 | 0%
| Total Low Tension Supply | 3404.0271 | 45.03% | 85.65% | 59.4141 | 77.11% | 605.3155 | 664.7296 | 48.36% | 4068.7567
| High Tension Supply | [10 empty] | 4068.7567 | 4250.5315
| Industry General - Cat- I (11KV) | 613.5701 | 8.116% | 0.098383 | 6.8243 | 9.758% | 76.6016 | 83.4259 | 8.284% | 696.996 | 76.9% | 1015.6685 | 1156.8041
| Industry General - Cat- I (33KV) | 983.8007 | 13.01% | 0 | 0 | 7.236% | 56.8033 | 56.8033 | 12.37% | 1040.6039 | 83.73% | 1261.6024 | 1378.4489
| Industry General - Cat-I (220/132KV) | 921.2357 | 12.19% | 0 | 0 | 1.312e-08% | 1.0303e-07 | 1.0303e-07 | 10.95% | 921.2357 | 98.9% | 2068.2288 | 2122.7582
| Ferro Alloys - Cat-IB (11kV) | 0.053201 | 0.0007037% | 8.5306e-06 | 0.00059172 | 0.0008519% | 0.0066879 | 0.0072797 | 0.0007188% | 0.060481 | 54.24%
| Ferro Alloys - Cat-IB (33kV) | 6.5722 | 0.08694% | 0 | 0 | 0.0475% | 0.37286 | 0.37286 | 0.08254% | 6.945 | 92.93%
| Ferro Alloys - Cat-IB (132kV) | 27.3158 | 0.3613% | 0 | 0 | 1.583e-08% | 1.2426e-07 | 1.2426e-07 | 0.3246% | 27.3158 | 94.77%
| Others - Cat- II (11KV) | 212.7145 | 2.814% | 0.034108 | 2.3659 | 3.323% | 26.0892 | 28.4551 | 2.866% | 241.1696 | 86.31%
| Others - Cat- II (33KV) | 140.0009 | 1.852% | 0 | 0 | 1.016% | 7.9788 | 7.9788 | 1.759% | 147.9797 | 98.23%
| Others - Cat-II (220/132KV) | 7.3125 | 0.09673% | 0 | 0 | 1.043e-10% | 8.1915e-10 | 8.1915e-10 | 0.08691% | 7.3125 | 97.6%
| Railway Stations ,Busstations &Airports-Cat-III (11kV) | 0.58776 | 0.007775% | 9.4244e-05 | 0.0065372 | 0.009191% | 0.072155 | 0.078692 | 0.00792% | 0.66645 | 83.76%
| Railway Stations ,Busstations & Airports-Cat-III (33kV) | 0 | 0% | 0 | 0 | 0% | 0 | 0 | 0% | 0 | 0%
| Railway Stations ,Busstations & Airports-Cat-III (132kV) | 6.6546 | 0.08803% | 0 | 0 | 9.486e-11% | 7.4469e-10 | 7.4469e-10 | 0.07909% | 6.6546 | 88.35%
| Irrigation, Agriculture & CPWS - Cat-IV (11KV) | 24.102 | 0.3188% | 0.0038647 | 0.26807 | 0.376% | 2.952 | 3.2201 | 0.3247% | 27.3221 | 89.32%
| Irrigation, Agriculture & CPWS - Cat-IV (33KV) | 37.9548 | 0.5021% | 0 | 0 | 0.269% | 2.1119 | 2.1119 | 0.4762% | 40.0666 | 62.11%
| Irrigation, Agriculture & CPWS - Cat-IV (132KV) | 1020.4144 | 13.5% | 0 | 0 | 1.457e-08% | 1.1438e-07 | 1.1438e-07 | 12.13% | 1020.4144 | 92.76%
| Railway Traction - Cat V (132KV) | 73.8023 | 0.9762% | 0 | 0 | 1.042e-09% | 8.1767e-09 | 8.1767e-09 | 0.8771% | 73.8023 | 85.45%
| HMR- Cat V(B) (132kV) | 11.4935 | 0.152% | 0 | 0 | 1.64e-10% | 1.2872e-09 | 1.2872e-09 | 0.1366% | 11.4935 | 74.27%
| Townships & Residential Colonies - Cat VI (11KV) | 23.4105 | 0.3097% | 0.0037538 | 0.26038 | 0.3645% | 2.8618 | 3.1222 | 0.3153% | 26.5327 | 82.79%
| Townships & Residential Colonies -Cat VI (33KV) | 19.9077 | 0.2633% | 0 | 0 | 0.1445% | 1.1341 | 1.1341 | 0.2501% | 21.0418 | 84.81%
| Spare(11KV) (Temporary) | 20.2181 | 0.2674% | 0.0032419 | 0.22487 | 0.3157% | 2.4782 | 2.7031 | 0.2724% | 22.9212 | 99.3%
| Spare(33kV) (Temporary) | 4.6978 | 0.06214% | 0 | 0 | 0.03407% | 0.26745 | 0.26745 | 0.05901% | 4.9653 | 99.6%
| Spare(132kV) (Townships & Residential Colonies) | 0 | 0% | 0 | 0 | 0% | 0 | 0 | 0% | 0 | 0%
| CPWS (11 kV) | 0 | 0% | 0 | 0 | 0% | 0 | 0 | 0% | 0 | 0%
| CPWS (33 kV) | 0 | 0% | 0 | 0 | 0% | 0 | 0 | 0% | 0 | 0%
| CPWS (132 kV) | 0 | 0% | 0 | 0 | 0% | 0 | 0 | 0% | 0 | 0%
| Others 2 (11 kV) | 0 | 0% | 0 | 0 | 0% | 0 | 0 | 0% | 0 | 0%
| Others 2 (33 kV) | 0 | 0% | 0 | 0 | 0% | 0 | 0 | 0% | 0 | 0%
| Others 2 (132 kV) | 0 | 0% | 0 | 0 | 0% | 0 | 0 | 0% | 0 | 0%
| Total High Tension Supply | 4155.819 | 54.97% | 0.14345 | 9.9507 | 20.66% | 179.7301 | 189.6807 | 51.64% | 4345.4997
| Total Peak | 7559.8461 | 100% | 1 | 69.3648 | 97.77% | 785.0455 | 854.4103 | 100% | 8414.2565
| Demand |  |  | Energy
| LT | 0.7061% |  | 0.7732%
| 11KV Commercial | 0.1183% |  | 0.1231%
| 33KV | 0% |  | 0
| LT | 7.194% |  | 5.142%
| 11KV Technical | 1.32% |  | 0.884%
| 33KV Technical | 0.8161% |  | 0.5049%
| Average Demand Losses | 10.15%
Note on B17: GDC: Changed formula in this row
Note on C284: GDC: Removed multiplication with F222
Note on E52: GDC: Since CPWS is added the percentage is exceeding 100%. Please confirm whether CPWS is to be included.
Note on E72: HP: LOSSES OF THIS LT CATEGORY . THESE LOSSES INCLUDES LOSSES AT 11 KV & 33 KV LEVEL CAUSED BY THIS CATEGORY OF SALES.

## Load Shapes
LOAD SHAPES
Expected Hourly Percentage Loads in a Day -Category Wise
| Low Tension Categories | [9 empty] | High tension (11kV) | [8 empty] | High tension (33kV) | [8 empty] | EHT
Hour of the Day | Domestic (LT I) | Commercial (LT II) | Industry (LT III) | Cottage Industry (LT IV) | Agriculture (LT V) | Street Lighting & PWS (LT VI) | Others (LT VII & LT VIII) | Spare | CPWS (Carved out of LT -VI CPWS sales & LT: III Industry Category) | Others 2 | Industry (HT IA) | Ferro Alloys (HT IB) | Others (HT II) | Railway Stations, Bus Stations & Airports (HT III) | Irrigation, Agriculture & CPWS (HT IV) | Townships & Residential Colonies (HT VI) | Spare (Temporary) | CPWS (Carved out of LT -VI CPWS sales & LT: III Industry Category) | Others 2 | Industry (HT IA) | Ferro Alloys (HT IB) | Others (HT II) | Railway Stations, Bus Stations & Airports (HT III) | Irrigation, Agriculture & CPWS (HT IV) | Townships & Residential Colonies (HT VI) | Spare (Temporary) | CPWS (Carved out of LT -VI CPWS sales & LT: III Industry Category) | Others 2 | Industry (HT IA) | Ferro Alloys (HT IB) | Others (HT II) | Railway Stations, Bus Stations & Airports (HT III) | Irrigation, Agriculture & CPWS (HT IV) | Traction (HT V) | HMR (HT VB) | Spare (Townships & Residential Colonies) | CPWS (Carved out of LT -VI CPWS sales & LT: III Industry Category) | Others 2 | Total demand for the hour
1 A:M | 69% | 64.17% | 62.1% | 67.49% | 67.15% | 100% | 30% | 1% | 0% | 0% | 58% | 19.94% | 74.41% | 58.4% | 74.72% | 75.63% | 1% | 0% | 0% | 58% | 91.5% | 82.65% | 28.71% | 20% | 34.26% | 1% | 0% | 0% | 42% | 89.62% | 42% | 79.06% | 73.74% | 65.73% | 68.51% | 1% | 0% | 0% | 5350.3984 | 67.09%
2 A:M | 68% | 63.76% | 60.8% | 68% | 73.26% | 73.12% | 30% | 1% | 0% | 0% | 56% | 19.62% | 72.66% | 51.56% | 74.77% | 72.78% | 1% | 0% | 0% | 59% | 87.49% | 83.49% | 25.55% | 20% | 37.97% | 1% | 0% | 0% | 48% | 87.89% | 44% | 83.25% | 75.12% | 65.67% | 68.43% | 1% | 0% | 0% | 5476.768 | 68.67%
3 A:M | 67% | 61.05% | 61.39% | 70.73% | 75.97% | 70.72% | 30% | 1% | 0% | 0% | 57% | 19.2% | 69.05% | 48.29% | 75.84% | 72.6% | 1% | 0% | 0% | 59% | 89.72% | 81.99% | 24.82% | 20% | 43.28% | 1% | 0% | 0% | 48% | 87.02% | 47% | 85.49% | 75.28% | 64.12% | 67.75% | 1% | 0% | 0% | 5492.6992 | 68.87%
4 A:M | 66% | 60.72% | 61.26% | 70.62% | 73.06% | 70.1% | 30% | 1% | 0% | 0% | 57% | 19.48% | 68.22% | 48.29% | 78.75% | 74.23% | 1% | 0% | 0% | 61% | 93.07% | 82.15% | 31.32% | 20% | 45.77% | 1% | 0% | 0% | 51% | 82.97% | 51% | 86.1% | 74.93% | 66.23% | 68% | 1% | 0% | 0% | 5478.3885 | 68.7%
5 A:M | 70% | 63.76% | 63.53% | 69.46% | 76.73% | 80.8% | 30% | 1% | 0% | 0% | 56% | 19.94% | 70.89% | 48.35% | 79.92% | 74.94% | 1% | 0% | 0% | 63% | 93.66% | 82.1% | 27.02% | 20% | 38.97% | 1% | 0% | 0% | 52% | 88.71% | 61.06% | 86.02% | 76.73% | 83.26% | 69.17% | 1% | 0% | 0% | 5685.0567 | 71.29%
6 A:M | 71.39% | 72% | 71.6% | 77.3% | 91.62% | 85.24% | 50% | 1% | 0% | 0% | 57% | 21.37% | 75.3% | 54.93% | 83.57% | 79.92% | 1% | 0% | 0% | 68% | 93.38% | 84.61% | 33.22% | 30% | 45.65% | 1% | 0% | 0% | 51% | 94.36% | 66.86% | 87.24% | 83.31% | 73.26% | 76.84% | 1% | 0% | 0% | 6151.2634 | 77.13%
7 A:M | 71.39% | 75.03% | 71.14% | 80.84% | 88.26% | 87.2% | 50% | 1% | 0% | 0% | 55% | 23.48% | 87.3% | 81.1% | 88.32% | 81.45% | 1% | 0% | 0% | 69% | 92.74% | 88.44% | 41.19% | 40% | 43.59% | 1% | 0% | 0% | 53% | 94.51% | 88.74% | 86.21% | 98.54% | 89.62% | 96.15% | 1% | 0% | 0% | 6354.6634 | 79.68%
8 A:M | 71.39% | 78.7% | 79.02% | 100% | 88.86% | 87.88% | 40% | 1% | 0% | 0% | 52% | 25.59% | 84.14% | 81.77% | 91.35% | 100% | 1% | 0% | 0% | 65% | 91.24% | 91.57% | 44.4% | 55% | 60.39% | 1% | 0% | 0% | 61% | 94.89% | 94.35% | 87.3% | 100% | 79.09% | 94.41% | 1% | 0% | 0% | 6413.8681 | 80.43%
9 A:M | 71.39% | 81.07% | 88.34% | 97.93% | 93.4% | 86.42% | 40% | 1% | 0% | 0% | 58% | 28.1% | 83.65% | 80.92% | 90.05% | 81.21% | 1% | 0% | 0% | 67% | 100% | 94.64% | 55.5% | 60% | 60.74% | 1% | 0% | 0% | 75% | 94.12% | 93.03% | 85.49% | 94.79% | 76.01% | 90.76% | 1% | 0% | 0% | 6650.1571 | 83.39%
10 A:M | 92.66% | 85.05% | 91.37% | 97.18% | 90.32% | 89.61% | 50% | 1% | 0% | 0% | 55% | 32.61% | 84.75% | 81.06% | 90.1% | 84.75% | 1% | 0% | 0% | 68% | 96.59% | 97.17% | 56.33% | 75% | 70.66% | 1% | 0% | 0% | 100% | 94.25% | 93.96% | 88.38% | 90.23% | 100% | 73.29% | 1% | 0% | 0% | 7144.3225 | 89.58%
11 A:M | 91.54% | 90.65% | 100% | 95.94% | 96.18% | 90.83% | 60% | 1% | 0% | 0% | 60% | 73.09% | 89.09% | 80.48% | 91.39% | 76.29% | 1% | 0% | 0% | 69% | 93.06% | 98.92% | 70.22% | 85% | 80.48% | 1% | 0% | 0% | 60% | 93.04% | 96.46% | 87.61% | 89.31% | 70.76% | 82.5% | 1% | 0% | 0% | 6927.4835 | 86.87%
12 A:M | 92.72% | 93.82% | 99.38% | 89.13% | 92.13% | 91.02% | 30% | 1% | 0% | 0% | 100% | 95.31% | 92.19% | 84.54% | 90.71% | 76.81% | 1% | 0% | 0% | 68% | 92.04% | 100% | 88.44% | 60% | 93.31% | 1% | 0% | 0% | 61% | 93.87% | 80% | 91.04% | 92.65% | 73.7% | 81.66% | 1% | 0% | 0% | 7228.1523 | 90.64%
13 P:M | 89.46% | 93.77% | 94.13% | 92.41% | 90.66% | 82.97% | 30% | 1% | 0% | 0% | 70% | 100% | 92.06% | 84.93% | 88.09% | 75.17% | 1% | 0% | 0% | 69% | 83.49% | 99.49% | 99% | 50% | 92.83% | 1% | 0% | 0% | 62% | 87.87% | 80% | 89.53% | 91.92% | 76.5% | 83.01% | 1% | 0% | 0% | 6910.4617 | 86.65%
14 P:M | 88.39% | 91.67% | 93.31% | 91.28% | 89.95% | 79.39% | 60% | 1% | 0% | 0% | 80% | 70.56% | 90.79% | 84.04% | 100% | 76.77% | 1% | 0% | 0% | 68% | 85.16% | 98.44% | 95.98% | 50% | 95.8% | 1% | 0% | 0% | 68% | 89.4% | 97.82% | 87.76% | 88.66% | 69.13% | 75.34% | 1% | 0% | 0% | 6967.5495 | 87.37%
15 P:M | 86.68% | 95% | 95.48% | 77.27% | 100% | 89.7% | 30% | 1% | 0% | 0% | 99% | 75.1% | 86.34% | 84.98% | 87.99% | 77.98% | 1% | 0% | 0% | 100% | 87.97% | 99.94% | 87.53% | 40% | 98.07% | 1% | 0% | 0% | 97.8% | 95.3% | 97.2% | 88.32% | 95.29% | 70.91% | 75.25% | 1% | 0% | 0% | 7974.9202 | 100%
16 P:M | 86.19% | 95% | 98.45% | 76.85% | 89.89% | 89.7% | 40% | 1% | 0% | 0% | 64% | 73.97% | 86.5% | 84.56% | 89.03% | 78.38% | 1% | 0% | 0% | 63% | 84.06% | 98.95% | 86.12% | 40% | 100% | 1% | 0% | 0% | 99% | 96.27% | 96.15% | 86.21% | 94.49% | 71.7% | 77.87% | 1% | 0% | 0% | 7105.2424 | 89.09%
17 P:M | 88.3% | 95% | 93.65% | 75.64% | 82.23% | 92.74% | 50% | 1% | 0% | 0% | 58% | 73.86% | 90.78% | 83.77% | 88.85% | 78.63% | 1% | 0% | 0% | 61% | 92.34% | 96.21% | 86.36% | 60% | 94.62% | 1% | 0% | 0% | 95.16% | 97.47% | 97.93% | 88.14% | 88.01% | 82.4% | 88% | 1% | 0% | 0% | 6865.7019 | 86.09%
18 P:M | 94.67% | 91% | 86.8% | 83.85% | 75.23% | 93.72% | 70% | 1% | 0% | 0% | 57% | 77.64% | 96.05% | 82.41% | 87.2% | 81.17% | 1% | 0% | 0% | 65% | 95.56% | 92.28% | 78.95% | 93% | 93.23% | 1% | 0% | 0% | 92.62% | 100% | 96.96% | 89.04% | 76.21% | 75.1% | 94.63% | 1% | 0% | 0% | 6740.4086 | 84.52%
19 P:M | 99.66% | 100% | 83.55% | 80.38% | 76.27% | 92.01% | 60% | 1% | 0% | 0% | 53% | 76.86% | 100% | 100% | 82.07% | 79.97% | 1% | 0% | 0% | 63% | 87.82% | 90.6% | 74% | 90% | 86.31% | 1% | 0% | 0% | 58% | 95.68% | 96.05% | 88.35% | 64.74% | 83.35% | 100% | 1% | 0% | 0% | 6361.1844 | 79.76%
20 P:M | 100% | 94.14% | 78.82% | 74.12% | 68.93% | 88.18% | 80% | 1% | 0% | 0% | 53% | 66.27% | 92% | 96.99% | 79.28% | 76.18% | 1% | 0% | 0% | 61% | 71.36% | 89.79% | 79.95% | 90% | 84.41% | 1% | 0% | 0% | 58% | 93.87% | 50% | 87.7% | 63.25% | 81.86% | 95.32% | 1% | 0% | 0% | 6154.0349 | 77.17%
21 P:M | 96.75% | 88.81% | 78.14% | 73.43% | 67.87% | 87.95% | 60% | 1% | 0% | 0% | 52% | 47.01% | 92.43% | 93.14% | 75.09% | 74.57% | 1% | 0% | 0% | 57% | 84.86% | 89.97% | 60.64% | 85% | 85.2% | 1% | 0% | 0% | 52% | 93.33% | 50% | 98.94% | 64.2% | 73.71% | 94.98% | 1% | 0% | 0% | 5947.938 | 74.58%
22 P:M | 92.53% | 82.28% | 69.41% | 70.28% | 73.69% | 88.45% | 60% | 1% | 0% | 0% | 52% | 30.89% | 89.28% | 95.18% | 75.3% | 77.96% | 1% | 0% | 0% | 57% | 86.94% | 88.47% | 51.13% | 75% | 73.43% | 1% | 0% | 0% | 53% | 92.94% | 50% | 94.23% | 66.18% | 73.19% | 82.03% | 1% | 0% | 0% | 5951.3521 | 74.63%
23 P:M | 86.91% | 75.87% | 67.66% | 69.16% | 71.21% | 83.76% | 40% | 1% | 0% | 0% | 51% | 25.34% | 83.43% | 84.31% | 76.81% | 79.52% | 1% | 0% | 0% | 56% | 91.04% | 87.86% | 44.39% | 20% | 65.22% | 1% | 0% | 0% | 51% | 94.44% | 50% | 97.67% | 70.6% | 67.73% | 76.21% | 1% | 0% | 0% | 5741.3379 | 71.99%
24 P:M | 83.89% | 71.2% | 65.14% | 68.72% | 73.27% | 78.94% | 30% | 1% | 0% | 0% | 48% | 22.17% | 79.12% | 71.7% | 74.75% | 75.01% | 1% | 0% | 0% | 55% | 87.44% | 87.86% | 37.28% | 20% | 64.3% | 1% | 0% | 0% | 45% | 93.81% | 50% | 100% | 74.26% | 63.45% | 67.26% | 1% | 0% | 0% | 5630.3003 | 70.6%
Note: Demand readings on the Feeders are assumed to be taken after switching operation takes place. | [38 empty] | 7974.9202
Load Factor | 83.16% | 81.81% | 79.77% | 79.92% | 81.92% | 85.85% | 45% | 1% | 0% | 0% | 60.75% | 47.39% | 84.6% | 76.9% | 83.91% | 78.41% | 1% | 0% | 0% | 64.54% | 89.69% | 91.15% | 58.67% | 50.75% | 70.35% | 1% | 0% | 0% | 63.9% | 92.73% | 73.77% | 88.71% | 81.77% | 74.85% | 81.14% | 1% | 0% | 0%
Sum of load factors % | 19.9589 | 19.635 | 19.1447 | 19.1799 | 19.6616 | 20.6045 | 10.8 | 0.24 | 0 | 0 | 14.58 | 11.374 | 20.3042 | 18.4569 | 20.1395 | 18.819 | 0.24 | 0 | 0 | 15.49 | 21.5253 | 21.8758 | 14.0805 | 12.18 | 16.8848 | 0.24 | 0 | 0 | 15.3358 | 22.2562 | 17.7058 | 21.2908 | 19.6246 | 17.9649 | 19.4735 | 0.24 | 0 | 0
Peak % | 100% | 100% | 100% | 100% | 100% | 100% | 80% | 1% | 0% | 0% | 100% | 100% | 100% | 100% | 100% | 100% | 1% | 0% | 0% | 100% | 100% | 100% | 99% | 93% | 100% | 1% | 0% | 0% | 100% | 100% | 97.93% | 100% | 100% | 100% | 100% | 1% | 0% | 0%
Cat: Peak Demand | 1447.8352 | 420.3578 | 133.5009 | 1.4342 | 1603.4811 | 62.8061 | 47.5417 | 18.7316 | 0 | 0 | 796.8443 | 0.098783 | 248.6485 | 0.70798 | 27.0673 | 28.7727 | 2021.8102 | 0 | 0 | 1171.1913 | 7.1221 | 142.0547 | 0 | 66.0083 | 23.3298 | 469.7848 | 0 | 0 | 931.5046 | 28.8223 | 7.6507 | 7.5319 | 1100.0956 | 86.3648 | 15.4759 | 0 | 0 | 0
Daily MU | 28.8972 | 8.2537 | 2.5558 | 0.027508 | 31.527 | 1.2941 | 0.51345 | 0.0044956 | 0 | 0 | 11.618 | 0.0011236 | 5.0486 | 0.013067 | 0.54512 | 0.54147 | 0.48523 | 0 | 0 | 18.1418 | 0.1533 | 3.1076 | 0 | 0.80398 | 0.39392 | 0.11275 | 0 | 0 | 14.2853 | 0.64147 | 0.13546 | 0.16036 | 21.5889 | 1.5515 | 0.30137 | 0 | 0 | 0
Total Daily MU | 152.7037
Annual Load Factor | 28.8972 | 8.2537 | 2.5558 | 0.027508 | 31.527 | 1.2941 | 0.51345 | 0.0044956 | 0 | 0 | 11.618 | 0.0011236 | 5.0486 | 0.013067 | 0.54512 | 0.54147 | 0.48523 | 0 | 0 | 18.1418 | 0.1533 | 3.1076 | 0 | 0.80398 | 0.39392 | 0.11275 | 0 | 0 | 14.2853 | 0.64147 | 0.13546 | 0.16036 | 21.5889 | 1.5515 | 0.30137 | 0 | 0 | 0
0
0
Note on B36: GDC: IFERROR formula is built to avoid #div0 occuring because of new categories
Note on H7: GDC: Last years' data!
Note on I7: GDC: Last years' data!
Note on J6: GDC: New Category
Note on J7: GDC: New categeroy.
Note on K6: GDC: New Category
Note on K7: GDC: New categeroy.
Note on M7: GDC: Last years' data!
Note on O7: GDC: Last years' data!
Note on Q7: GDC: Last years' data!
Note on R7: GDC: Last years' data!
Note on S6: GDC: New Category
Note on S7: GDC: New categeroy.
Note on T6: GDC: New Category
Note on T7: GDC: New categeroy.
Note on V7: GDC: Last years' data!
Note on X7: GDC: Last years' data!
Note on Y7: GDC: Last years' data!
Note on Z7: GDC: Last years' data!
Note on AA7: GDC: Last years' data!
Note on AB6: GDC: New Category
Note on AB7: GDC: New categeroy.
Note on AC6: GDC: New Category
Note on AC7: GDC: New categeroy.
Note on AK7: GDC: Last years' data!
Note on AL6: GDC: New Category
Note on AL7: GDC: New categeroy.
Note on AM6: GDC: New Category
Note on AM7: GDC: New categeroy.

## Cust-Demand
CUST-DEMAND
Category Wise Expected Hourly Demands at AP TRANSCO exit Point on the Peak day (MU)
| Low Tension Categories | [9 empty] | High tension | [8 empty] | High Tension (33kV) | [8 empty] | EHT | [10 empty] | Total System Demand
Hour of the Day | Domestic | Commercial | Industry | Cottage Industry | Agriculture | Street Lighting & PWS | Others | Spare | CPWS (Carved out of LT -VI CPWS sales & LT: III Industry Category) | Others 2 | Industry | Ferro Alloys | Others | Railway Stations, Bus Stations & Airports | Irrigation, Agriculture & CPWS | Townships & Residential Colonies | Spare (Temporary) | CPWS (Carved out of HT -IV(B) CPWS sales & HT: I (A) Industry Category) | Others 2 | Industry | Ferro Alloys | Others | Railway Stations, Bus Stations & Airports | Irrigation, Agriculture & CPWS | Townships & Residential Colonies | Spare (Temporary) | CPWS (Carved out of HT -IV(B) CPWS sales & HT: I (A) Industry Category) | Others 2 | Industry | Ferro Alloys | Others | Railway Stations, Bus Stations & Airports | Irrigation, Agriculture & CPWS | Traction | HMR (HT VB) | Spare (Townships & Residential Colonies) | CPWS (Carved out of HT -IV(B) CPWS sales & HT: I (A) Industry Category) | Others 2 | LT | HT (11kV) | HT (33kV) | EHT | Total Demand
1 A:M | 1144.7232 | 309.0772 | 94.9959 | 1.1092 | 1233.8444 | 71.9671 | 16.3429 | 0.21464 | 0 | 0 | 508.4554 | 0.021675 | 203.536 | 0.45485 | 22.2493 | 23.9404 | 22.2429 | 0 | 0 | 707.2407 | 6.7848 | 122.2357 | 0 | 13.7449 | 8.3227 | 4.8911 | 0 | 0 | 391.2319 | 25.831 | 3.2133 | 5.9547 | 811.2278 | 56.7684 | 10.6018 | 0 | 0 | 0 | 2872.2745 | 780.9005 | 863.2199 | 1304.8289 | 5821.2238 |  | 65.28% | 1 A:M | Morning
2 A:M | 1130.4523 | 307.7275 | 93.2037 | 1.1198 | 1348.7737 | 52.7312 | 16.3765 | 0.21508 | 0 | 0 | 491.5127 | 0.021346 | 199.0123 | 0.4021 | 22.2914 | 23.0667 | 22.2697 | 0 | 0 | 719.8616 | 6.4916 | 123.5602 | 0 | 13.753 | 9.2271 | 4.894 | 0 | 0 | 447.1222 | 25.3307 | 3.3663 | 6.2703 | 826.3597 | 56.7163 | 10.5894 | 0 | 0 | 0 | 2950.5997 | 758.5762 | 877.7876 | 1375.7549 | 5962.7184 |  | 66.87% | 2 A:M | Morning
3 A:M | 1114.5231 | 294.834 | 94.1651 | 1.1655 | 1399.5784 | 51.0316 | 16.3867 | 0.21521 | 0 | 0 | 500.4874 | 0.020897 | 189.1798 | 0.37673 | 22.6198 | 23.0168 | 22.2785 | 0 | 0 | 719.9831 | 6.6581 | 121.3555 | 0 | 13.7553 | 10.5202 | 4.8949 | 0 | 0 | 447.1222 | 25.0799 | 3.5958 | 6.4393 | 828.1984 | 55.3804 | 10.4848 | 0 | 0 | 0 | 2971.8996 | 757.9799 | 877.1671 | 1376.3009 | 5983.3475 |  | 67.1% | 3 A:M | Morning
4 A:M | 1095.4615 | 292.5977 | 93.7611 | 1.1611 | 1343.0123 | 50.4688 | 16.3505 | 0.21474 | 0 | 0 | 499.8067 | 0.021175 | 186.6579 | 0.37622 | 23.4558 | 23.5015 | 22.2482 | 0 | 0 | 744.0408 | 6.9031 | 121.5329 | 0 | 13.7489 | 11.1212 | 4.8926 | 0 | 0 | 475.0673 | 23.9138 | 3.9019 | 6.4851 | 824.2971 | 57.203 | 10.5239 | 0 | 0 | 0 | 2893.0277 | 756.0674 | 902.2394 | 1401.3921 | 5952.7266 |  | 66.76% | 4 A:M | Morning
5 A:M | 1168.2822 | 308.9557 | 97.7617 | 1.1484 | 1418.2135 | 58.5009 | 16.4409 | 0.21593 | 0 | 0 | 492.8281 | 0.021749 | 194.6843 | 0.37804 | 23.8916 | 23.8122 | 22.3293 | 0 | 0 | 769.7431 | 6.959 | 121.6643 | 0 | 13.7723 | 9.4837 | 4.9009 | 0 | 0 | 484.3824 | 25.567 | 4.6714 | 6.4792 | 844.1139 | 71.9112 | 10.7049 | 0 | 0 | 0 | 3069.5193 | 757.9453 | 926.5233 | 1447.8301 | 6201.818 |  | 69.55% | 5 A:M | Morning
6 A:M | 1207.4089 | 353.5401 | 111.6623 | 1.295 | 1716.2357 | 62.5366 | 27.7686 | 0.21882 | 0 | 0 | 506.185 | 0.023531 | 208.6618 | 0.43337 | 25.2076 | 25.6256 | 22.5321 | 0 | 0 | 834.431 | 6.9679 | 125.9323 | 0 | 20.7479 | 11.1575 | 4.9221 | 0 | 0 | 475.0673 | 27.1955 | 5.115 | 6.5707 | 916.5098 | 63.2672 | 11.8913 | 0 | 0 | 0 | 3480.666 | 788.669 | 1004.1588 | 1505.6168 | 6779.1106 |  | 76.02% | 6 A:M | Morning
7 A:M | 1206.2166 | 368.0491 | 110.8343 | 1.353 | 1651.548 | 63.9113 | 27.7412 | 0.2186 | 0 | 0 | 488.2079 | 0.025833 | 241.8149 | 0.63964 | 26.6315 | 26.1062 | 22.5221 | 0 | 0 | 846.6372 | 6.9197 | 131.6146 | 0 | 27.6617 | 10.6536 | 4.9217 | 0 | 0 | 493.6974 | 27.2386 | 6.7892 | 6.493 | 1084.0556 | 77.3975 | 14.8799 | 0 | 0 | 0 | 3429.8722 | 805.9481 | 1028.4086 | 1710.5512 | 6974.78 |  | 78.22% | 7 A:M | Morning
8 A:M | 1206.6636 | 386.2254 | 123.1528 | 1.6744 | 1663.5484 | 64.4368 | 22.2012 | 0.21868 | 0 | 0 | 461.553 | 0.028154 | 233.0372 | 0.64483 | 27.5413 | 32.0498 | 22.5209 | 0 | 0 | 797.4214 | 6.8068 | 136.256 | 0 | 38.0284 | 14.7582 | 4.9209 | 0 | 0 | 568.2178 | 27.3499 | 7.2184 | 6.5751 | 1100.0956 | 68.3063 | 14.6108 | 0 | 0 | 0 | 3468.1212 | 777.3751 | 998.1916 | 1792.3739 | 7036.0618 |  | 78.91% | 8 A:M | Morning
9 A:M | 1212.5371 | 399.7986 | 138.3569 | 1.6476 | 1756.9775 | 63.6769 | 22.3092 | 0.21975 | 0 | 0 | 516.6611 | 0.031033 | 232.512 | 0.64041 | 27.2487 | 26.1199 | 22.6019 | 0 | 0 | 823.3889 | 7.4732 | 141.0687 | 0 | 41.5578 | 14.8696 | 4.9295 | 0 | 0 | 698.6284 | 27.1268 | 7.1175 | 6.4393 | 1042.8302 | 65.6462 | 14.0452 | 0 | 0 | 0 | 3595.5235 | 825.815 | 1033.2877 | 1861.8336 | 7316.4599 |  | 82.05% | 9 A:M | Morning
10 A:M | 1590.9428 | 423.972 | 144.6576 | 1.6528 | 1717.4709 | 66.7427 | 28.19 | 0.22214 | 0 | 0 | 493.3763 | 0.036266 | 237.2382 | 0.64602 | 27.453 | 27.4516 | 22.7605 | 0 | 0 | 838.3758 | 7.2415 | 145.307 | 0 | 52.1149 | 17.3542 | 4.9454 | 0 | 0 | 931.5046 | 27.1649 | 7.1887 | 6.6567 | 992.597 | 86.3648 | 11.3419 | 0 | 0 | 0 | 3973.851 | 808.962 | 1065.3388 | 2062.8186 | 7910.9704 |  | 88.72% | 10 A:M | Morning
11 A:M | 1581.0614 | 454.5795 | 159.2573 | 1.6414 | 1839.8255 | 68.0514 | 34.0284 | 0.22346 | 0 | 0 | 540.5604 | 0.081629 | 250.4605 | 0.64418 | 27.9686 | 24.8178 | 22.8591 | 0 | 0 | 852.4317 | 6.9914 | 148.2275 | 0 | 59.1834 | 19.8048 | 4.9554 | 0 | 0 | 558.9027 | 26.8175 | 7.3801 | 6.5986 | 982.5439 | 61.1134 | 12.7678 | 0 | 0 | 0 | 4138.6682 | 867.3923 | 1091.5943 | 1656.1241 | 7753.7789 |  | 86.95% | 11 A:M | Morning
12 A:M | 1609.9733 | 473.0101 | 159.1284 | 1.5332 | 1771.7873 | 68.5656 | 17.1057 | 0.22466 | 0 | 0 | 906.3821 | 0.10709 | 260.7495 | 0.68082 | 27.9286 | 25.1371 | 22.9974 | 0 | 0 | 842.2298 | 6.9324 | 150.2275 | 0 | 41.8836 | 23.0216 | 4.9681 | 0 | 0 | 568.2178 | 27.056 | 6.1206 | 6.857 | 1019.2422 | 63.6535 | 12.6376 | 0 | 0 | 0 | 4101.3283 | 1243.9826 | 1069.2629 | 1703.7846 | 8118.3585 |  | 91.04% | 12 A:M | Noon
13 P:M | 1539.9726 | 468.6292 | 149.4141 | 1.5758 | 1728.4909 | 61.9603 | 16.9575 | 0.22271 | 0 | 0 | 629.6676 | 0.11151 | 258.4064 | 0.67877 | 26.9157 | 24.4162 | 22.8234 | 0 | 0 | 851.7551 | 6.2671 | 148.9581 | 0 | 34.7862 | 22.8254 | 4.9515 | 0 | 0 | 577.5328 | 25.3272 | 6.1206 | 6.743 | 1011.2514 | 66.0722 | 12.846 | 0 | 0 | 0 | 3967.2232 | 963.0196 | 1069.5435 | 1705.8932 | 7705.6795 |  | 86.41% | 13 P:M | Evening
14 P:M | 1522.7168 | 458.4842 | 148.2257 | 1.5578 | 1716.2535 | 59.3323 | 33.9412 | 0.22288 | 0 | 0 | 720.4145 | 0.078772 | 255.1126 | 0.67241 | 30.5889 | 24.9624 | 22.8486 | 0 | 0 | 839.7691 | 6.3956 | 147.453 | 0 | 34.801 | 23.566 | 4.9536 | 0 | 0 | 633.4231 | 25.7678 | 7.4841 | 6.6102 | 975.3916 | 59.7003 | 11.6601 | 0 | 0 | 0 | 3940.7344 | 1054.6783 | 1056.9382 | 1720.0373 | 7772.3881 |  | 87.16% | 14 P:M | Evening
15 P:M | 1511.4338 | 480.9486 | 153.5235 | 1.3346 | 1931.1669 | 67.8521 | 17.1772 | 0.2256 | 0 | 0 | 900.6157 | 0.084696 | 245.1009 | 0.68688 | 27.1912 | 25.6138 | 23.0819 | 0 | 0 | 1242.832 | 6.6485 | 150.6525 | 0 | 28.0184 | 24.2798 | 4.9852 | 0 | 0 | 910.9669 | 27.4668 | 7.4363 | 6.6524 | 1048.2318 | 61.2397 | 11.645 | 0 | 0 | 0 | 4163.6624 | 1222.3751 | 1457.4164 | 2073.639 | 8917.0929 |  | 100% | 15 P:M | Evening
16 P:M | 1478.2864 | 473.0794 | 155.6991 | 1.3057 | 1707.4295 | 66.7431 | 22.5282 | 0.2219 | 0 | 0 | 573.92 | 0.082237 | 242.0342 | 0.67373 | 27.1179 | 25.3789 | 22.753 | 0 | 0 | 776.3308 | 6.2994 | 147.8948 | 0 | 27.7803 | 24.5465 | 4.9428 | 0 | 0 | 922.1895 | 27.7476 | 7.3558 | 6.4934 | 1039.489 | 61.9255 | 12.0506 | 0 | 0 | 0 | 3905.2932 | 891.96 | 987.7946 | 2077.2514 | 7862.2991 |  | 88.17% | 16 P:M | Evening
17 P:M | 1507.6491 | 470.9369 | 147.4384 | 1.2793 | 1554.9332 | 68.6879 | 28.0327 | 0.2209 | 0 | 0 | 518.397 | 0.081837 | 253.1779 | 0.66519 | 26.9763 | 25.376 | 22.6778 | 0 | 0 | 750.5315 | 6.9089 | 143.5803 | 0 | 41.6065 | 23.1907 | 4.9353 | 0 | 0 | 886.4136 | 28.0917 | 7.4926 | 6.6389 | 968.1531 | 71.167 | 13.6192 | 0 | 0 | 0 | 3779.1784 | 847.3521 | 970.7533 | 1981.5762 | 7578.8599 |  | 84.99% | 17 P:M | Evening
18 P:M | 1615.2917 | 450.7984 | 136.5565 | 1.4171 | 1421.5945 | 69.3673 | 39.2188 | 0.22075 | 0 | 0 | 509.3532 | 0.086007 | 267.8267 | 0.65427 | 26.4685 | 26.1915 | 22.6731 | 0 | 0 | 799.9273 | 7.1517 | 137.7378 | 0 | 64.5046 | 22.8557 | 4.9364 | 0 | 0 | 862.7706 | 28.8223 | 7.4184 | 6.7067 | 838.4343 | 64.8612 | 14.6455 | 0 | 0 | 0 | 3734.4651 | 853.2534 | 1037.1135 | 1823.6591 | 7448.491 |  | 83.53% | 18 P:M | Evening
19 P:M | 1706.7396 | 497.2127 | 131.9258 | 1.3635 | 1446.5936 | 68.3499 | 33.7403 | 0.22156 | 0 | 0 | 474.6173 | 0.085322 | 279.4346 | 0.79564 | 24.965 | 25.8577 | 22.7214 | 0 | 0 | 775.9251 | 6.5771 | 135.3456 | 0 | 62.473 | 21.1744 | 4.9403 | 0 | 0 | 540.2726 | 27.5766 | 7.3488 | 6.6543 | 712.1594 | 71.986 | 15.4759 | 0 | 0 | 0 | 3886.1469 | 828.477 | 1006.4354 | 1381.4735 | 7102.5327 |  | 79.65% | 19 P:M | Evening
20 P:M | 1702.2729 | 465.2728 | 123.7124 | 1.2498 | 1299.5088 | 65.1179 | 44.7172 | 0.22023 | 0 | 0 | 472.6347 | 0.073258 | 256.0059 | 0.76847 | 24.0144 | 24.5304 | 22.6265 | 0 | 0 | 749.8071 | 5.334 | 133.8647 | 0 | 62.3495 | 20.6676 | 4.9305 | 0 | 0 | 540.2726 | 27.0566 | 3.8253 | 6.6052 | 695.8151 | 70.6951 | 14.7522 | 0 | 0 | 0 | 3702.0721 | 800.6536 | 976.9534 | 1359.0222 | 6838.7014 |  | 76.69% | 20 P:M | Evening
21 P:M | 1639.7062 | 437.0237 | 122.1084 | 1.2327 | 1274.0106 | 64.6589 | 33.3914 | 0.21927 | 0 | 0 | 462.2921 | 0.051812 | 256.3989 | 0.73573 | 22.6762 | 23.9375 | 22.5569 | 0 | 0 | 699.5179 | 6.3329 | 133.9248 | 0 | 58.7914 | 20.8279 | 4.9226 | 0 | 0 | 484.3824 | 26.9008 | 3.8253 | 7.4519 | 706.2971 | 63.6628 | 14.699 | 0 | 0 | 0 | 3572.3513 | 788.6492 | 924.3175 | 1307.2194 | 6592.5373 |  | 73.93% | 21 P:M | Evening
22 P:M | 1567.3646 | 404.6604 | 108.4165 | 1.1794 | 1382.5482 | 64.9937 | 33.3742 | 0.21916 | 0 | 0 | 462.0954 | 0.034033 | 247.5565 | 0.75148 | 22.7303 | 25.0151 | 22.5473 | 0 | 0 | 699.3467 | 6.4862 | 131.6517 | 0 | 51.8621 | 17.947 | 4.9214 | 0 | 0 | 493.6974 | 26.787 | 3.8253 | 7.0971 | 728.0921 | 63.2071 | 12.6941 | 0 | 0 | 0 | 3562.7561 | 780.7301 | 912.2151 | 1335.4003 | 6591.1016 |  | 73.92% | 22 P:M | Evening
23 P:M | 1461.668 | 370.4698 | 104.9216 | 1.1522 | 1326.3956 | 61.1061 | 22.0893 | 0.21758 | 0 | 0 | 450.9305 | 0.027771 | 230.1828 | 0.6623 | 23.0685 | 25.387 | 22.434 | 0 | 0 | 685.3818 | 6.7754 | 130.4242 | 0 | 13.7958 | 15.9003 | 4.9093 | 0 | 0 | 475.0673 | 27.2211 | 3.8253 | 7.3563 | 776.6458 | 58.4924 | 11.7937 | 0 | 0 | 0 | 3348.0202 | 752.6929 | 857.1868 | 1360.402 | 6318.3019 |  | 70.86% | 23 P:M | Evening
24 P:M | 1407.1819 | 346.7697 | 100.7493 | 1.1419 | 1361.3008 | 57.4426 | 16.5247 | 0.21703 | 0 | 0 | 423.5605 | 0.024255 | 217.8452 | 0.56215 | 22.4056 | 23.901 | 22.3893 | 0 | 0 | 672.5133 | 6.5019 | 130.3 | 0 | 13.7828 | 15.6616 | 4.9047 | 0 | 0 | 419.177 | 27.0369 | 3.8253 | 7.5319 | 816.9177 | 54.7968 | 10.4089 | 0 | 0 | 0 | 3291.3279 | 710.688 | 843.6643 | 1339.6944 | 6185.3746 |  | 69.37% | 24 P:M | Mid Night
Peak day | 1706.7396 | 497.2127 | 159.2573 | 1.6744 | 1931.1669 | 71.9671 | 44.7172 | 0.2256 | 0 | 0 | 906.3821 | 0.11151 | 279.4346 | 0.79564 | 30.5889 | 32.0498 | 23.0819 | 0 | 0 | 1242.832 | 7.4732 | 150.6525 | 0 | 64.5046 | 24.5465 | 4.9852 | 0 | 0 | 931.5046 | 28.8223 | 7.4926 | 7.5319 | 1100.0956 | 86.3648 | 15.4759 | 0 | 0 | 0 | 4163.6624 | 1243.9826 | 1457.4164 | 2077.2514 | 8917.0929 |  |  | 15 P:M | Evening
CUST-DEMAND (COINCIDENT EVENING) | 1511.4338 | 480.9486 | 153.5235 | 1.3346 | 1931.1669 | 67.8521 | 17.1772 | 0.2256 | 0 | 0 | 900.6157 | 0.084696 | 245.1009 | 0.68688 | 27.1912 | 25.6138 | 23.0819 | 0 | 0 | 1242.832 | 6.6485 | 150.6525 | 0 | 28.0184 | 24.2798 | 4.9852 | 0 | 0 | 910.9669 | 27.4668 | 7.4363 | 6.6524 | 1048.2318 | 61.2397 | 11.645 | 0 | 0 | 0 | 4163.6624 | 1222.3751 | 1457.4164 | 2073.639
CUST-DEMAND (COINCIDENT MORNING) | 1590.9428 | 423.972 | 144.6576 | 1.6528 | 1717.4709 | 66.7427 | 28.19 | 0.22214 | 0 | 0 | 493.3763 | 0.036266 | 237.2382 | 0.64602 | 27.453 | 27.4516 | 22.7605 | 0 | 0 | 838.3758 | 7.2415 | 145.307 | 0 | 52.1149 | 17.3542 | 4.9454 | 0 | 0 | 931.5046 | 27.1649 | 7.1887 | 6.6567 | 992.597 | 86.3648 | 11.3419 | 0 | 0 | 0 | 3973.851 | 808.962 | 1065.3388 | 2062.8186 |  |  |  |  | 77.08%
[44 empty] | Time Definition | 5 am TO 11 am |  | 7910.9704 | 10 A:M
1006.1224
168.7247
Note on J6: GDC: New Category
Note on K6: GDC: New Category
Note on S6: GDC: New Category
Note on T6: GDC: New Category
Note on AL6: GDC: New Category
Note on AM6: GDC: New Category

## Cat-Shapes
CAT-SHAPES

## Cust-Sales
CUST-SALES
Category Wise Expected Hourly Sales Load on the Peak day (MU)
| Low Tension Categories | [9 empty] | High tension(11kV) | [8 empty] | High Tension (33kV) | [8 empty] | EHT | [9 empty] | Total Sales
Hour of the Day | Domestic (LT I) | Commercial (LT II) | Industry (LT III) | Cottage Industry (LT IV) | Agriculture (LT V) | Street Lighting & PWS (LT VI) | Others (LT VII & LT VIII) | Spare | CPWS (Carved out of LT -VI CPWS sales & LT: III Industry Category) | Others 2 | Industry (HT IA) | Ferro Alloys (HT IB) | Others (HT II) | Railway Stations, Bus Stations & Airports (HT III) | Irrigation, Agriculture & CPWS (HT IV) | Townships & Residential Colonies (HT VI) | Spare (Temporary) | CPWS (Carved out of HT -IV(B) CPWS sales & HT: I (A) Industry Category) | Others 2 | Industry (HT IA) | Ferro Alloys (HT IB) | Others (HT II) | Railway Stations, Bus Stations & Airports (HT III) | Irrigation, Agriculture & CPWS (HT IV) | Townships & Residential Colonies (HT VI) | Spare (Temporary) | CPWS (Carved out of HT -IV(B) CPWS sales & HT: I (A) Industry Category) | Others 2 | Industry (HT IA) | Ferro Alloys (HT IB) | Others (HT II) | Railway Stations, Bus Stations & Airports (HT III) | Irrigation, Agriculture & CPWS (HT IV) | Traction (HT VA) | HMR (HT VB) | Spare( Town Ships and Residential Colonies) | CPWS (Carved out of HT -IV(B) CPWS sales & HT: I (A) Industry Category) | Others 2 | LT | HT (11kV) | HT (33kV) | EHT | Total Sales | Sales except EHT
1 A:M | 999.0063 | 269.7334 | 82.9035 | 0.96797 | 1076.7828 | 62.8061 | 14.2625 | 0.18732 | 0 | 0 | 462.1697 | 0.019702 | 185.0077 | 0.41344 | 20.2239 | 21.761 | 20.2181 | 0 | 0 | 679.2909 | 6.5167 | 117.405 | 0 | 13.2017 | 7.9938 | 4.6978 | 0 | 0 | 391.2319 | 25.831 | 3.2133 | 5.9547 | 811.2278 | 56.7684 | 10.6018 | 0 | 0 | 0 | 2506.6499 | 709.8136 | 829.106 | 1304.8289 | 5350.3984 | 4045.5694
2 A:M | 984.528 | 268.0045 | 81.1725 | 0.97522 | 1174.6674 | 45.9244 | 14.2625 | 0.18732 | 0 | 0 | 446.2328 | 0.019379 | 180.6786 | 0.36506 | 20.2378 | 20.9417 | 20.2181 | 0 | 0 | 691.0028 | 6.2314 | 118.6068 | 0 | 13.2017 | 8.8572 | 4.6978 | 0 | 0 | 447.1222 | 25.3307 | 3.3663 | 6.2703 | 826.3597 | 56.7163 | 10.5894 | 0 | 0 | 0 | 2569.7218 | 688.6936 | 842.5977 | 1375.7549 | 5476.768 | 4101.0131
3 A:M | 970.0496 | 256.6152 | 81.9587 | 1.0144 | 1218.1538 | 44.4165 | 14.2625 | 0.18732 | 0 | 0 | 454.2013 | 0.018964 | 171.684 | 0.34189 | 20.5279 | 20.8882 | 20.2181 | 0 | 0 | 691.0028 | 6.3901 | 116.4707 | 0 | 13.2017 | 10.0968 | 4.6978 | 0 | 0 | 447.1222 | 25.0799 | 3.5958 | 6.4393 | 828.1984 | 55.3804 | 10.4848 | 0 | 0 | 0 | 2586.658 | 687.8803 | 841.86 | 1376.3009 | 5492.6992 | 4116.3983
4 A:M | 955.5712 | 255.233 | 81.7879 | 1.0128 | 1171.5098 | 44.0239 | 14.2625 | 0.18732 | 0 | 0 | 454.2013 | 0.019243 | 169.626 | 0.34189 | 21.3155 | 21.3571 | 20.2181 | 0 | 0 | 714.4267 | 6.6283 | 116.6957 | 0 | 13.2017 | 10.6785 | 4.6978 | 0 | 0 | 475.0673 | 23.9138 | 3.9019 | 6.4851 | 824.2971 | 57.203 | 10.5239 | 0 | 0 | 0 | 2523.5885 | 687.0792 | 866.3287 | 1401.3921 | 5478.3885 | 4076.9964
5 A:M | 1013.4847 | 268.019 | 84.8083 | 0.99621 | 1230.3001 | 50.7496 | 14.2625 | 0.18732 | 0 | 0 | 446.2328 | 0.019693 | 176.2776 | 0.3423 | 21.6327 | 21.5608 | 20.2181 | 0 | 0 | 737.8505 | 6.6707 | 116.6234 | 0 | 13.2017 | 9.0907 | 4.6978 | 0 | 0 | 484.3824 | 25.567 | 4.6714 | 6.4792 | 844.1139 | 71.9112 | 10.7049 | 0 | 0 | 0 | 2662.8077 | 686.284 | 888.1348 | 1447.8301 | 5685.0567 | 4237.2265
6 A:M | 1033.5827 | 302.6422 | 95.5867 | 1.1086 | 1469.1556 | 53.5334 | 23.7709 | 0.18732 | 0 | 0 | 454.2013 | 0.021115 | 187.2329 | 0.38886 | 22.6189 | 22.9939 | 20.2181 | 0 | 0 | 796.4101 | 6.6504 | 120.1942 | 0 | 19.8025 | 10.6491 | 4.6978 | 0 | 0 | 475.0673 | 27.1955 | 5.115 | 6.5707 | 916.5098 | 63.2672 | 11.8913 | 0 | 0 | 0 | 2979.5674 | 707.675 | 958.4041 | 1505.6168 | 6151.2634 | 4645.6466
7 A:M | 1033.5827 | 315.3739 | 94.9717 | 1.1594 | 1415.1781 | 54.7643 | 23.7709 | 0.18732 | 0 | 0 | 438.2644 | 0.02319 | 217.0773 | 0.57421 | 23.9071 | 23.4355 | 20.2181 | 0 | 0 | 808.122 | 6.6049 | 125.6272 | 0 | 26.4033 | 10.1689 | 4.6978 | 0 | 0 | 493.6974 | 27.2386 | 6.7892 | 6.493 | 1084.0556 | 77.3975 | 14.8799 | 0 | 0 | 0 | 2938.9882 | 723.4998 | 981.6242 | 1710.5512 | 6354.6634 | 4644.1122
8 A:M | 1033.5827 | 330.8262 | 105.4881 | 1.4342 | 1424.933 | 55.1941 | 19.0167 | 0.18732 | 0 | 0 | 414.359 | 0.025275 | 209.209 | 0.5789 | 24.7252 | 28.7727 | 20.2181 | 0 | 0 | 761.2743 | 6.4982 | 130.0795 | 0 | 36.3046 | 14.0892 | 4.6978 | 0 | 0 | 568.2178 | 27.3499 | 7.2184 | 6.5751 | 1100.0956 | 68.3063 | 14.6108 | 0 | 0 | 0 | 2970.6623 | 697.8883 | 952.9437 | 1792.3739 | 6413.8681 | 4621.4942
9 A:M | 1033.5827 | 340.7936 | 117.9373 | 1.4045 | 1497.6709 | 54.279 | 19.0167 | 0.18732 | 0 | 0 | 462.1697 | 0.02776 | 207.9894 | 0.57287 | 24.3748 | 23.3651 | 20.2181 | 0 | 0 | 784.6981 | 7.1221 | 134.44 | 0 | 39.605 | 14.1709 | 4.6978 | 0 | 0 | 698.6284 | 27.1268 | 7.1175 | 6.4393 | 1042.8302 | 65.6462 | 14.0452 | 0 | 0 | 0 | 3064.8719 | 738.7177 | 984.7339 | 1861.8336 | 6650.1571 | 4788.3235
10 A:M | 1341.5401 | 357.5084 | 121.9805 | 1.3937 | 1448.2331 | 56.2798 | 23.7709 | 0.18732 | 0 | 0 | 438.2644 | 0.032215 | 210.7378 | 0.57386 | 24.3864 | 24.3851 | 20.2181 | 0 | 0 | 796.4101 | 6.8791 | 138.0335 | 0 | 49.5062 | 16.4855 | 4.6978 | 0 | 0 | 931.5046 | 27.1649 | 7.1887 | 6.6567 | 992.597 | 86.3648 | 11.3419 | 0 | 0 | 0 | 3350.8937 | 718.5979 | 1012.0122 | 2062.8186 | 7144.3225 | 5081.5039
11 A:M | 1325.3591 | 381.0612 | 133.5009 | 1.3759 | 1542.2738 | 57.0456 | 28.525 | 0.18732 | 0 | 0 | 478.1066 | 0.072198 | 221.5234 | 0.56975 | 24.7372 | 21.9505 | 20.2181 | 0 | 0 | 808.122 | 6.628 | 140.5226 | 0 | 56.1071 | 18.7753 | 4.6978 | 0 | 0 | 558.9027 | 26.8175 | 7.3801 | 6.5986 | 982.5439 | 61.1134 | 12.7678 | 0 | 0 | 0 | 3469.3288 | 767.1778 | 1034.8528 | 1656.1241 | 6927.4835 | 5271.3595
12 A:M | 1342.3733 | 394.3892 | 132.6791 | 1.2784 | 1477.2916 | 57.169 | 14.2625 | 0.18732 | 0 | 0 | 796.8443 | 0.094151 | 229.2375 | 0.59854 | 24.5534 | 22.0993 | 20.2181 | 0 | 0 | 796.4101 | 6.5552 | 142.0547 | 0 | 39.605 | 21.7692 | 4.6978 | 0 | 0 | 568.2178 | 27.056 | 6.1206 | 6.857 | 1019.2422 | 63.6535 | 12.6376 | 0 | 0 | 0 | 3419.6304 | 1093.6453 | 1011.092 | 1703.7846 | 7228.1523 | 5524.3677
13 P:M | 1295.2293 | 394.1513 | 125.6682 | 1.3254 | 1453.7869 | 52.1131 | 14.2625 | 0.18732 | 0 | 0 | 557.791 | 0.098783 | 228.9093 | 0.60129 | 23.8433 | 21.6291 | 20.2181 | 0 | 0 | 808.122 | 5.9461 | 141.3274 | 0 | 33.0042 | 21.6562 | 4.6978 | 0 | 0 | 577.5328 | 25.3272 | 6.1206 | 6.743 | 1011.2514 | 66.0722 | 12.846 | 0 | 0 | 0 | 3336.724 | 853.0909 | 1014.7536 | 1705.8932 | 6910.4617 | 5204.5685
14 P:M | 1279.7284 | 385.3213 | 124.5725 | 1.3092 | 1442.3814 | 49.8643 | 28.525 | 0.18732 | 0 | 0 | 637.4755 | 0.069703 | 225.7423 | 0.59499 | 27.0673 | 22.0885 | 20.2181 | 0 | 0 | 796.4101 | 6.0654 | 139.8397 | 0 | 33.0042 | 22.3492 | 4.6978 | 0 | 0 | 633.4231 | 25.7678 | 7.4841 | 6.6102 | 975.3916 | 59.7003 | 11.6601 | 0 | 0 | 0 | 3311.8895 | 933.2564 | 1002.3663 | 1720.0373 | 6967.5495 | 5247.5122
15 P:M | 1254.9695 | 399.3399 | 127.4732 | 1.1082 | 1603.4811 | 56.3388 | 14.2625 | 0.18732 | 0 | 0 | 788.8759 | 0.074188 | 214.6911 | 0.60165 | 23.8176 | 22.4359 | 20.2181 | 0 | 0 | 1171.1913 | 6.2653 | 141.9684 | 0 | 26.4033 | 22.8802 | 4.6978 | 0 | 0 | 910.9669 | 27.4668 | 7.4363 | 6.6524 | 1048.2318 | 61.2397 | 11.645 | 0 | 0 | 0 | 3457.1605 | 1070.7144 | 1373.4063 | 2073.639 | 7974.9202 | 5901.2812
16 P:M | 1247.8641 | 399.3399 | 131.4301 | 1.1021 | 1441.2904 | 56.3397 | 19.0167 | 0.18732 | 0 | 0 | 509.9804 | 0.073075 | 215.0695 | 0.59867 | 24.0968 | 22.5514 | 20.2181 | 0 | 0 | 737.8505 | 5.9871 | 140.5641 | 0 | 26.4033 | 23.3298 | 4.6978 | 0 | 0 | 922.1895 | 27.7476 | 7.3558 | 6.4934 | 1039.489 | 61.9255 | 12.0506 | 0 | 0 | 0 | 3296.5704 | 792.5879 | 938.8327 | 2077.2514 | 7105.2424 | 5027.991
17 P:M | 1278.4397 | 399.3399 | 125.0232 | 1.0848 | 1318.5351 | 58.2452 | 23.7709 | 0.18732 | 0 | 0 | 462.1697 | 0.07296 | 225.7173 | 0.59304 | 24.0504 | 22.6236 | 20.2181 | 0 | 0 | 714.4267 | 6.5766 | 136.6733 | 0 | 39.605 | 22.0751 | 4.6978 | 0 | 0 | 886.4136 | 28.0917 | 7.4926 | 6.6389 | 968.1531 | 71.167 | 13.6192 | 0 | 0 | 0 | 3204.6261 | 755.445 | 924.0545 | 1981.5762 | 6865.7019 | 4884.1257
18 P:M | 1370.6581 | 382.5256 | 115.8752 | 1.2025 | 1206.296 | 58.8617 | 33.2792 | 0.18732 | 0 | 0 | 454.2013 | 0.076694 | 238.8269 | 0.58342 | 23.6025 | 23.3555 | 20.2181 | 0 | 0 | 761.2743 | 6.8061 | 131.0823 | 0 | 61.3877 | 21.7513 | 4.6978 | 0 | 0 | 862.7706 | 28.8223 | 7.4184 | 6.7067 | 838.4343 | 64.8612 | 14.6455 | 0 | 0 | 0 | 3168.8856 | 760.8644 | 986.9995 | 1823.6591 | 6740.4086 | 4916.7496
19 P:M | 1442.9265 | 420.3578 | 111.5339 | 1.1527 | 1222.9916 | 57.7849 | 28.525 | 0.18732 | 0 | 0 | 422.3275 | 0.075922 | 248.6485 | 0.70798 | 22.2146 | 23.0088 | 20.2181 | 0 | 0 | 737.8505 | 6.2544 | 128.7042 | 0 | 59.4075 | 20.1354 | 4.6978 | 0 | 0 | 540.2726 | 27.5766 | 7.3488 | 6.6543 | 712.1594 | 71.986 | 15.4759 | 0 | 0 | 0 | 3285.4597 | 737.2015 | 957.0497 | 1381.4735 | 6361.1844 | 4979.7109
20 P:M | 1447.8352 | 395.7288 | 105.2211 | 1.063 | 1105.2721 | 55.3848 | 38.0334 | 0.18732 | 0 | 0 | 422.3275 | 0.065461 | 228.7567 | 0.68668 | 21.4583 | 21.9194 | 20.2181 | 0 | 0 | 714.4267 | 5.0823 | 127.5482 | 0 | 59.4075 | 19.6924 | 4.6978 | 0 | 0 | 540.2726 | 27.0566 | 3.8253 | 6.6052 | 695.8151 | 70.6951 | 14.7522 | 0 | 0 | 0 | 3148.7257 | 715.4321 | 930.8549 | 1359.0222 | 6154.0349 | 4795.0127
21 P:M | 1400.7398 | 373.3331 | 104.3127 | 1.0531 | 1088.3397 | 55.2357 | 28.525 | 0.18732 | 0 | 0 | 414.359 | 0.04644 | 229.814 | 0.65944 | 20.325 | 21.4555 | 20.2181 | 0 | 0 | 667.579 | 6.0437 | 127.81 | 0 | 56.1071 | 19.8769 | 4.6978 | 0 | 0 | 484.3824 | 26.9008 | 3.8253 | 7.4519 | 706.2971 | 63.6628 | 14.699 | 0 | 0 | 0 | 3051.7264 | 706.8776 | 882.1146 | 1307.2194 | 5947.938 | 4640.7186
22 P:M | 1339.6304 | 345.8642 | 92.6638 | 1.008 | 1181.6673 | 55.5502 | 28.525 | 0.18732 | 0 | 0 | 414.359 | 0.030518 | 221.9829 | 0.67385 | 20.3822 | 22.431 | 20.2181 | 0 | 0 | 667.579 | 6.1916 | 125.6715 | 0 | 49.5062 | 17.1317 | 4.6978 | 0 | 0 | 493.6974 | 26.787 | 3.8253 | 7.0971 | 728.0921 | 63.2071 | 12.6941 | 0 | 0 | 0 | 3045.0963 | 700.0776 | 870.7779 | 1335.4003 | 5951.3521 | 4615.9518
23 P:M | 1258.3521 | 318.938 | 90.3271 | 0.99195 | 1141.8959 | 52.6063 | 19.0167 | 0.18732 | 0 | 0 | 406.3906 | 0.025028 | 207.4468 | 0.59688 | 20.79 | 22.8795 | 20.2181 | 0 | 0 | 655.8671 | 6.4837 | 124.8078 | 0 | 13.2017 | 15.2156 | 4.6978 | 0 | 0 | 475.0673 | 27.2211 | 3.8253 | 7.3563 | 776.6458 | 58.4924 | 11.7937 | 0 | 0 | 0 | 2882.3154 | 678.3469 | 820.2736 | 1360.402 | 5741.3379 | 4380.9359
24 P:M | 1214.54 | 299.2973 | 86.9568 | 0.98556 | 1174.94 | 49.5788 | 14.2625 | 0.18732 | 0 | 0 | 382.4853 | 0.021903 | 196.7195 | 0.50764 | 20.2328 | 21.5832 | 20.2181 | 0 | 0 | 644.1552 | 6.2277 | 124.8056 | 0 | 13.2017 | 15.0012 | 4.6978 | 0 | 0 | 419.177 | 27.0369 | 3.8253 | 7.5319 | 816.9177 | 54.7968 | 10.4089 | 0 | 0 | 0 | 2840.7482 | 641.7683 | 808.0892 | 1339.6944 | 5630.3003 | 4290.6058
Peak day | 1447.8352 | 420.3578 | 133.5009 | 1.4342 | 1603.4811 | 62.8061 | 38.0334 | 0.18732 | 0 | 0 | 796.8443 | 0.098783 | 248.6485 | 0.70798 | 27.0673 | 28.7727 | 20.2181 | 0 | 0 | 1171.1913 | 7.1221 | 142.0547 | 0 | 61.3877 | 23.3298 | 4.6978 | 0 | 0 | 931.5046 | 28.8223 | 7.4926 | 7.5319 | 1100.0956 | 86.3648 | 15.4759 | 0 | 0 | 0 | 3469.3288 | 1093.6453 | 1373.4063 | 2077.2514 | 7974.9202 | 5901.2812
Coincident Peak (Evening) | 1254.9695 | 399.3399 | 127.4732 | 1.1082 | 1603.4811 | 56.3388 | 14.2625 | 0.18732 | 0 | 0 | 788.8759 | 0.074188 | 214.6911 | 0.60165 | 23.8176 | 22.4359 | 20.2181 | 0 | 0 | 1171.1913 | 6.2653 | 141.9684 | 0 | 26.4033 | 22.8802 | 4.6978 | 0 | 0 | 910.9669 | 27.4668 | 7.4363 | 6.6524 | 1048.2318 | 61.2397 | 11.645 | 0 | 0 | 0 | 3457.1605 | 1070.7144 | 1373.4063 | 2073.639 | 7974.9202 | 5901.2812
Coincident Peak (Morning) | 1341.5401 | 357.5084 | 121.9805 | 1.3937 | 1448.2331 | 56.2798 | 23.7709 | 0.18732 | 0 | 0 | 438.2644 | 0.032215 | 210.7378 | 0.57386 | 24.3864 | 24.3851 | 20.2181 | 0 | 0 | 796.4101 | 6.8791 | 138.0335 | 0 | 49.5062 | 16.4855 | 4.6978 | 0 | 0 | 931.5046 | 27.1649 | 7.1887 | 6.6567 | 992.597 | 86.3648 | 11.3419 | 0 | 0 | 0 | 3350.8937 | 718.5979 | 1012.0122 | 2062.8186 | 7144.3225 | 5081.5039
Note on J6: GDC: New Category
Note on K6: GDC: New Category
Note on S6: GDC: New Category
Note on T6: GDC: New Category
Note on AB6: GDC: New Category
Note on AC6: GDC: New Category
Note on AL6: GDC: New Category
Note on AM6: GDC: New Category

## Coml-Loss-Load
COML-LOSS-LOAD
Category Wise Expected Hourly Commercial Loss Load on the Peak day (MW)
| Low Tension Categories | [9 empty] | High tension (11kV) | [8 empty] | High Tension (33kV) | [8 empty] | EHT | [9 empty] | Voltage Level Coml: Losses
Hour of the Day | Domestic (LT I) | Commercial (LT II) | Industry (LT III) | Cottage Industry (LT IV) | Agriculture (LT V) | Street Lighting & PWS (LT VI) | Others (LT VII & LT VIII) | Spare | CPWS (Carved out of LT -VI CPWS sales & LT: III Industry Category) | Others-2 | Industry (HT IA) | Ferro Alloys (HT IB) | Others (HT II) | Railway Stations, Bus Stations & Airports (HT III) | Irrigation, Agriculture & CPWS (HT IV) | Townships & Residential Colonies (HT VI) | Spare (Temporary) | CPWS (Carved out of HT -IV(B) CPWS sales & HT: I (A) Industry Category) | Others-2 | Industry (HT IA) | Ferro Alloys (HT IB) | Others (HT II) | Railway Stations, Bus Stations & Airports (HT III) | Irrigation, Agriculture & CPWS (HT IV) | Townships & Residential Colonies (HT VI) | Spare (Temporary) | CPWS (Carved out of HT -IV(B) CPWS sales & HT: I (A) Industry Category) | Others-2 | Industry (HT IA) | Ferro Alloys (HT IB) | Others (HT II) | Railway Stations, Bus Stations & Airports (HT III) | Irrigation, Agriculture & CPWS (HT IV) | Traction (HT VA) | HMR (HT VB) | Spare( Town Ships and Residential Colonies) | CPWS (Carved out of HT -IV(B) CPWS sales & HT: I (A) Industry Category) | Others-2 | LT | HT (11kV) | HT (33kV) | EHT | Total Sales
1 A:M | 17.4367 | 4.7079 | 1.447 | 0.016895 | 18.7942 | 1.0962 | 0.24894 | 0.0032694 | 0 | 0 | 5.1404 | 0.00021913 | 2.0577 | 0.0045985 | 0.22494 | 0.24203 | 0.22487 | 0 | 0 | 0 | 0 | 0 | 0 | 0 | 0 | 0 | 0 | 0 | 0 | 0 | 0 | 0 | 0 | 0 | 0 | 0 | 0 | 0 | 43.7512 | 7.8948 | 0 | 0 | 51.646
2 A:M | 17.184 | 4.6778 | 1.4168 | 0.017022 | 20.5027 | 0.80157 | 0.24894 | 0.0032694 | 0 | 0 | 4.9632 | 0.00021554 | 2.0096 | 0.0040603 | 0.22509 | 0.23292 | 0.22487 | 0 | 0 | 0 | 0 | 0 | 0 | 0 | 0 | 0 | 0 | 0 | 0 | 0 | 0 | 0 | 0 | 0 | 0 | 0 | 0 | 0 | 44.8521 | 7.6599 | 0 | 0 | 52.512
3 A:M | 16.9313 | 4.479 | 1.4305 | 0.017705 | 21.2617 | 0.77525 | 0.24894 | 0.0032694 | 0 | 0 | 5.0518 | 0.00021093 | 1.9095 | 0.0038027 | 0.22832 | 0.23233 | 0.22487 | 0 | 0 | 0 | 0 | 0 | 0 | 0 | 0 | 0 | 0 | 0 | 0 | 0 | 0 | 0 | 0 | 0 | 0 | 0 | 0 | 0 | 45.1477 | 7.6508 | 0 | 0 | 52.7985
4 A:M | 16.6786 | 4.4549 | 1.4275 | 0.017678 | 20.4476 | 0.7684 | 0.24894 | 0.0032694 | 0 | 0 | 5.0518 | 0.00021402 | 1.8866 | 0.0038027 | 0.23708 | 0.23754 | 0.22487 | 0 | 0 | 0 | 0 | 0 | 0 | 0 | 0 | 0 | 0 | 0 | 0 | 0 | 0 | 0 | 0 | 0 | 0 | 0 | 0 | 0 | 44.0469 | 7.6419 | 0 | 0 | 51.6888
5 A:M | 17.6894 | 4.678 | 1.4802 | 0.017388 | 21.4737 | 0.88579 | 0.24894 | 0.0032694 | 0 | 0 | 4.9632 | 0.00021903 | 1.9606 | 0.0038071 | 0.24061 | 0.23981 | 0.22487 | 0 | 0 | 0 | 0 | 0 | 0 | 0 | 0 | 0 | 0 | 0 | 0 | 0 | 0 | 0 | 0 | 0 | 0 | 0 | 0 | 0 | 46.4768 | 7.6331 | 0 | 0 | 54.1099
6 A:M | 18.0402 | 5.2823 | 1.6684 | 0.019349 | 25.6427 | 0.93438 | 0.4149 | 0.0032694 | 0 | 0 | 5.0518 | 0.00023485 | 2.0825 | 0.0043251 | 0.25158 | 0.25575 | 0.22487 | 0 | 0 | 0 | 0 | 0 | 0 | 0 | 0 | 0 | 0 | 0 | 0 | 0 | 0 | 0 | 0 | 0 | 0 | 0 | 0 | 0 | 52.0056 | 7.871 | 0 | 0 | 59.8766
7 A:M | 18.0402 | 5.5046 | 1.6576 | 0.020236 | 24.7006 | 0.95586 | 0.4149 | 0.0032694 | 0 | 0 | 4.8745 | 0.00025793 | 2.4144 | 0.0063865 | 0.2659 | 0.26066 | 0.22487 | 0 | 0 | 0 | 0 | 0 | 0 | 0 | 0 | 0 | 0 | 0 | 0 | 0 | 0 | 0 | 0 | 0 | 0 | 0 | 0 | 0 | 51.2973 | 8.047 | 0 | 0 | 59.3443
8 A:M | 18.0402 | 5.7743 | 1.8412 | 0.025032 | 24.8709 | 0.96336 | 0.33192 | 0.0032694 | 0 | 0 | 4.6086 | 0.00028112 | 2.3269 | 0.0064387 | 0.275 | 0.32002 | 0.22487 | 0 | 0 | 0 | 0 | 0 | 0 | 0 | 0 | 0 | 0 | 0 | 0 | 0 | 0 | 0 | 0 | 0 | 0 | 0 | 0 | 0 | 51.8501 | 7.7622 | 0 | 0 | 59.6123
9 A:M | 18.0402 | 5.9482 | 2.0585 | 0.024514 | 26.1404 | 0.94739 | 0.33192 | 0.0032694 | 0 | 0 | 5.1404 | 0.00030876 | 2.3133 | 0.0063716 | 0.27111 | 0.25987 | 0.22487 | 0 | 0 | 0 | 0 | 0 | 0 | 0 | 0 | 0 | 0 | 0 | 0 | 0 | 0 | 0 | 0 | 0 | 0 | 0 | 0 | 0 | 53.4945 | 8.2163 | 0 | 0 | 61.7108
10 A:M | 23.4153 | 6.24 | 2.1291 | 0.024326 | 25.2776 | 0.98231 | 0.4149 | 0.0032694 | 0 | 0 | 4.8745 | 0.0003583 | 2.3439 | 0.0063827 | 0.27123 | 0.27122 | 0.22487 | 0 | 0 | 0 | 0 | 0 | 0 | 0 | 0 | 0 | 0 | 0 | 0 | 0 | 0 | 0 | 0 | 0 | 0 | 0 | 0 | 0 | 58.4867 | 7.9925 | 0 | 0 | 66.4792
11 A:M | 23.1329 | 6.6511 | 2.3301 | 0.024015 | 26.919 | 0.99568 | 0.49788 | 0.0032694 | 0 | 0 | 5.3177 | 0.00080301 | 2.4639 | 0.006337 | 0.27514 | 0.24414 | 0.22487 | 0 | 0 | 0 | 0 | 0 | 0 | 0 | 0 | 0 | 0 | 0 | 0 | 0 | 0 | 0 | 0 | 0 | 0 | 0 | 0 | 0 | 60.5539 | 8.5328 | 0 | 0 | 69.0867
12 A:M | 23.4299 | 6.8837 | 2.3158 | 0.022313 | 25.7847 | 0.99783 | 0.24894 | 0.0032694 | 0 | 0 | 8.8628 | 0.0010472 | 2.5497 | 0.0066571 | 0.27309 | 0.2458 | 0.22487 | 0 | 0 | 0 | 0 | 0 | 0 | 0 | 0 | 0 | 0 | 0 | 0 | 0 | 0 | 0 | 0 | 0 | 0 | 0 | 0 | 0 | 59.6865 | 12.1639 | 0 | 0 | 71.8504
13 P:M | 22.607 | 6.8795 | 2.1934 | 0.023133 | 25.3745 | 0.90959 | 0.24894 | 0.0032694 | 0 | 0 | 6.2039 | 0.0010987 | 2.546 | 0.0066878 | 0.26519 | 0.24057 | 0.22487 | 0 | 0 | 0 | 0 | 0 | 0 | 0 | 0 | 0 | 0 | 0 | 0 | 0 | 0 | 0 | 0 | 0 | 0 | 0 | 0 | 0 | 58.2394 | 9.4884 | 0 | 0 | 67.7278
14 P:M | 22.3365 | 6.7254 | 2.1743 | 0.022851 | 25.1754 | 0.87034 | 0.49788 | 0.0032694 | 0 | 0 | 7.0902 | 0.00077526 | 2.5108 | 0.0066177 | 0.30105 | 0.24568 | 0.22487 | 0 | 0 | 0 | 0 | 0 | 0 | 0 | 0 | 0 | 0 | 0 | 0 | 0 | 0 | 0 | 0 | 0 | 0 | 0 | 0 | 0 | 57.8059 | 10.38 | 0 | 0 | 68.1859
15 P:M | 21.9043 | 6.9701 | 2.2249 | 0.019342 | 27.9873 | 0.98334 | 0.24894 | 0.0032694 | 0 | 0 | 8.7742 | 0.00082515 | 2.3879 | 0.0066918 | 0.26491 | 0.24954 | 0.22487 | 0 | 0 | 0 | 0 | 0 | 0 | 0 | 0 | 0 | 0 | 0 | 0 | 0 | 0 | 0 | 0 | 0 | 0 | 0 | 0 | 0 | 60.3415 | 11.9089 | 0 | 0 | 72.2504
16 P:M | 21.7803 | 6.9701 | 2.294 | 0.019237 | 25.1564 | 0.98336 | 0.33192 | 0.0032694 | 0 | 0 | 5.6722 | 0.00081276 | 2.3921 | 0.0066586 | 0.26801 | 0.25082 | 0.22487 | 0 | 0 | 0 | 0 | 0 | 0 | 0 | 0 | 0 | 0 | 0 | 0 | 0 | 0 | 0 | 0 | 0 | 0 | 0 | 0 | 0 | 57.5386 | 8.8154 | 0 | 0 | 66.354
17 P:M | 22.314 | 6.9701 | 2.1822 | 0.018934 | 23.0138 | 1.0166 | 0.4149 | 0.0032694 | 0 | 0 | 5.1404 | 0.00081149 | 2.5105 | 0.006596 | 0.2675 | 0.25163 | 0.22487 | 0 | 0 | 0 | 0 | 0 | 0 | 0 | 0 | 0 | 0 | 0 | 0 | 0 | 0 | 0 | 0 | 0 | 0 | 0 | 0 | 0 | 55.9338 | 8.4023 | 0 | 0 | 64.3361
18 P:M | 23.9236 | 6.6766 | 2.0225 | 0.020988 | 21.0548 | 1.0274 | 0.58086 | 0.0032694 | 0 | 0 | 5.0518 | 0.00085302 | 2.6563 | 0.0064891 | 0.26252 | 0.25977 | 0.22487 | 0 | 0 | 0 | 0 | 0 | 0 | 0 | 0 | 0 | 0 | 0 | 0 | 0 | 0 | 0 | 0 | 0 | 0 | 0 | 0 | 0 | 55.3099 | 8.4626 | 0 | 0 | 63.7725
19 P:M | 25.1849 | 7.337 | 1.9467 | 0.02012 | 21.3462 | 1.0086 | 0.49788 | 0.0032694 | 0 | 0 | 4.6973 | 0.00084443 | 2.7656 | 0.0078744 | 0.24708 | 0.25591 | 0.22487 | 0 | 0 | 0 | 0 | 0 | 0 | 0 | 0 | 0 | 0 | 0 | 0 | 0 | 0 | 0 | 0 | 0 | 0 | 0 | 0 | 0 | 57.3446 | 8.1994 | 0 | 0 | 65.5441
20 P:M | 25.2706 | 6.9071 | 1.8365 | 0.018553 | 19.2915 | 0.96669 | 0.66384 | 0.0032694 | 0 | 0 | 4.6973 | 0.00072808 | 2.5443 | 0.0076374 | 0.23867 | 0.24379 | 0.22487 | 0 | 0 | 0 | 0 | 0 | 0 | 0 | 0 | 0 | 0 | 0 | 0 | 0 | 0 | 0 | 0 | 0 | 0 | 0 | 0 | 0 | 54.9581 | 7.9573 | 0 | 0 | 62.9154
21 P:M | 24.4486 | 6.5162 | 1.8207 | 0.01838 | 18.996 | 0.96409 | 0.49788 | 0.0032694 | 0 | 0 | 4.6086 | 0.00051652 | 2.5561 | 0.0073345 | 0.22606 | 0.23864 | 0.22487 | 0 | 0 | 0 | 0 | 0 | 0 | 0 | 0 | 0 | 0 | 0 | 0 | 0 | 0 | 0 | 0 | 0 | 0 | 0 | 0 | 0 | 53.265 | 7.8621 | 0 | 0 | 61.1272
22 P:M | 23.382 | 6.0367 | 1.6174 | 0.017594 | 20.6249 | 0.96958 | 0.49788 | 0.0032694 | 0 | 0 | 4.6086 | 0.00033943 | 2.469 | 0.0074948 | 0.2267 | 0.24948 | 0.22487 | 0 | 0 | 0 | 0 | 0 | 0 | 0 | 0 | 0 | 0 | 0 | 0 | 0 | 0 | 0 | 0 | 0 | 0 | 0 | 0 | 0 | 53.1493 | 7.7865 | 0 | 0 | 60.9358
23 P:M | 21.9634 | 5.5668 | 1.5766 | 0.017314 | 19.9307 | 0.91819 | 0.33192 | 0.0032694 | 0 | 0 | 4.52 | 0.00027837 | 2.3073 | 0.0066387 | 0.23123 | 0.25447 | 0.22487 | 0 | 0 | 0 | 0 | 0 | 0 | 0 | 0 | 0 | 0 | 0 | 0 | 0 | 0 | 0 | 0 | 0 | 0 | 0 | 0 | 0 | 50.3081 | 7.5448 | 0 | 0 | 57.8529
24 P:M | 21.1987 | 5.224 | 1.5178 | 0.017202 | 20.5075 | 0.86535 | 0.24894 | 0.0032694 | 0 | 0 | 4.2541 | 0.00024361 | 2.188 | 0.0056461 | 0.22504 | 0.24006 | 0.22487 | 0 | 0 | 0 | 0 | 0 | 0 | 0 | 0 | 0 | 0 | 0 | 0 | 0 | 0 | 0 | 0 | 0 | 0 | 0 | 0 | 0 | 49.5826 | 7.138 | 0 | 0 | 56.7206
Peak demand | 25.2706 | 7.337 | 2.3301 | 0.025032 | 27.9873 | 1.0274 | 0.66384 | 0.0032694 | 0 | 0 | 8.8628 | 0.0010987 | 2.7656 | 0.0078744 | 0.30105 | 0.32002 | 0.22487 | 0 | 0 | 0 | 0 | 0 | 0 | 0 | 0 | 0 | 0 | 0 | 0 | 0 | 0 | 0 | 0 | 0 | 0 | 0 | 0 | 0
Peak day | 0.50437 | 0.14406 | 0.04461 | 0.00048012 | 0.55027 | 0.022587 | 0.0089618 | 7.8466e-05 | 0 | 0.00022419 | 0.12922 | 1.2497e-05 | 0.056152 | 0.00014534 | 0.006063 | 0.0060224 | 0.0053969 | 0 | 0 | 0 | 0 | 0 | 0 | 0 | 0 | 0 | 0 | 0 | 0 | 0 | 0 | 0 | 0 | 0 | 0 | 0 | 0 | 0 | 60.5539 | 12.1639 | 0 | 0 | 72.2504
Peak Demand | 25.2706 | 7.337 | 2.3301 | 0.025032 | 27.9873 | 1.0962 | 0.8298 | 0.32694 | 0 | 0 | 8.8628 | 0.0010987 | 2.7656 | 0.0078744 | 0.30105 | 0.32002 | 22.4873 | 0 | 0 | 0 | 0 | 0 | 0 | 0 | 0 | 0 | 0 | 0 | 0 | 0 | 0 | 0 | 0 | 0 | 0 | 0 | 0 | 0 | 60.3415 | 11.9089 | 0 | 0 | 72.2504
| 0.50437 | 0.14406 | 0.04461 | 0.00048012 | 0.55027 | 0.022587 | 0.0089618 | 7.8466e-05 | 0 | 0 | 0.12922 | 1.2497e-05 | 0.056152 | 0.00014534 | 0.006063 | 0.0060224 | 0.0053969 | 0 | 0 | 0 | 0 | 0 | 0 | 0 | 0 | 0 | 0 | 0 | 0 | 0 | 0 | 0 | 0 | 0 | 0 | 0 | 0 | 0 | 1.2754 | 0.20301 | 0 | 0 | 1.4784 | 1.4787
Coin-Demand (Evening) | 21.9043 | 6.9701 | 2.2249 | 0.019342 | 27.9873 | 0.98334 | 0.24894 | 0.0032694 | 0 | 0 | 8.7742 | 0.00082515 | 2.3879 | 0.0066918 | 0.26491 | 0.24954 | 0.22487 | 0 | 0 | 0 | 0 | 0 | 0 | 0 | 0 | 0 | 0 | 0 | 0 | 0 | 0 | 0 | 0 | 0 | 0 | 0 | 0 | 0 | 60.3415 | 11.9089 | 0 | 0 | 72.2504
Coin-Demand (Morning) | 23.4153 | 6.24 | 2.1291 | 0.024326 | 25.2776 | 0.98231 | 0.4149 | 0.0032694 | 0 | 0 | 4.8745 | 0.0003583 | 2.3439 | 0.0063827 | 0.27123 | 0.27122 | 0.22487 | 0 | 0 | 0 | 0 | 0 | 0 | 0 | 0 | 0 | 0 | 0 | 0 | 0 | 0 | 0 | 0 | 0 | 0 | 0 | 0 | 0 | 58.4867 | 7.9925 | 0 | 0 | 66.4792
Note on B34: GDC: IFERROR formula is used to avoid #DIV0 in the calculations
Note on J6: GDC: New Category
Note on K6: GDC: New Category
Note on S6: GDC: New Category
Note on T6: GDC: New Category
Note on AB6: GDC: New Category
Note on AC6: GDC: New Category
Note on AL6: GDC: New Category
Note on AM6: GDC: New Category

## Cust-Cons
CUST-CONS
Category Wise Expected Hourly Consumption Load on the Peak day (MW)
| Low Tension Categories | [9 empty] | High tension (11kV) | [8 empty] | High Tension (33kV) | [8 empty] | EHT | [9 empty] | Total Sales
Hour of the Day | Domestic (LT I) | Commercial (LT II) | Industry (LT III) | Cottage Industry (LT IV) | Agriculture (LT V) | Street Lighting & PWS (LT VI) | Others (LT VII & LT VIII) | Spare | CPWS (Carved out of LT -VI CPWS sales & LT: III Industry Category) | Others-2 | Industry (HT IA) | Ferro Alloys (HT IB) | Others (HT II) | Railway Stations, Bus Stations & Airports (HT III) | Irrigation, Agriculture & CPWS (HT IV) | Townships & Residential Colonies (HT VI) | Spare (Temporary) | CPWS (Carved out of HT -IV(B) CPWS sales & HT: I (A) Industry Category) | Others-2 | Industry (HT IA) | Ferro Alloys (HT IB) | Others (HT II) | Railway Stations, Bus Stations & Airports (HT III) | Irrigation, Agriculture & CPWS (HT IV) | Townships & Residential Colonies (HT VI) | Spare (Temporary) | CPWS (Carved out of HT -IV(B) CPWS sales & HT: I (A) Industry Category) | Others-2 | Industry (HT IA) | Ferro Alloys (HT IB) | Others (HT II) | Railway Stations, Bus Stations & Airports (HT III) | Irrigation, Agriculture & CPWS (HT IV) | Traction (HT VA) | HMR (HT VB) | Spare( Town Ships and Residential Colonies) | CPWS (Carved out of HT -IV(B) CPWS sales & HT: I (A) Industry Category) | Others-2 | LT | HT (11kV) | HT (33kV) | EHT | Total Sales | Total Cons:except EHT
1 A:M | 1016.443 | 274.4413 | 84.3505 | 0.98487 | 1095.5771 | 63.9023 | 14.5115 | 0.19059 | 0 | 0 | 467.3101 | 0.019921 | 187.0654 | 0.41804 | 20.4488 | 22.0031 | 20.443 | 0 | 0 | 679.2909 | 6.5167 | 117.405 | 0 | 13.2017 | 7.9938 | 4.6978 | 0 | 0 | 391.2319 | 25.831 | 3.2133 | 5.9547 | 811.2278 | 56.7684 | 10.6018 | 0 | 0 | 0 | 2550.4011 | 717.7084 | 829.106 | 1304.8289 | 5402.0444 | 4097.2155
2 A:M | 1001.712 | 272.6823 | 82.5893 | 0.99224 | 1195.1701 | 46.726 | 14.5115 | 0.19059 | 0 | 0 | 451.196 | 0.019595 | 182.6882 | 0.36912 | 20.4629 | 21.1747 | 20.443 | 0 | 0 | 691.0028 | 6.2314 | 118.6068 | 0 | 13.2017 | 8.8572 | 4.6978 | 0 | 0 | 447.1222 | 25.3307 | 3.3663 | 6.2703 | 826.3597 | 56.7163 | 10.5894 | 0 | 0 | 0 | 2614.5739 | 696.3535 | 842.5977 | 1375.7549 | 5529.28 | 4153.5251
3 A:M | 986.9809 | 261.0942 | 83.3892 | 1.0321 | 1239.4155 | 45.1917 | 14.5115 | 0.19059 | 0 | 0 | 459.2531 | 0.019175 | 173.5936 | 0.3457 | 20.7562 | 21.1205 | 20.443 | 0 | 0 | 691.0028 | 6.3901 | 116.4707 | 0 | 13.2017 | 10.0968 | 4.6978 | 0 | 0 | 447.1222 | 25.0799 | 3.5958 | 6.4393 | 828.1984 | 55.3804 | 10.4848 | 0 | 0 | 0 | 2631.8057 | 695.5311 | 841.86 | 1376.3009 | 5545.4977 | 4169.1968
4 A:M | 972.2499 | 259.6879 | 83.2154 | 1.0305 | 1191.9574 | 44.7923 | 14.5115 | 0.19059 | 0 | 0 | 459.2531 | 0.019457 | 171.5127 | 0.3457 | 21.5526 | 21.5946 | 20.443 | 0 | 0 | 714.4267 | 6.6283 | 116.6957 | 0 | 13.2017 | 10.6785 | 4.6978 | 0 | 0 | 475.0673 | 23.9138 | 3.9019 | 6.4851 | 824.2971 | 57.203 | 10.5239 | 0 | 0 | 0 | 2567.6354 | 694.7211 | 866.3287 | 1401.3921 | 5530.0773 | 4128.6852
5 A:M | 1031.1741 | 272.6971 | 86.2885 | 1.0136 | 1251.7739 | 51.6353 | 14.5115 | 0.19059 | 0 | 0 | 451.196 | 0.019912 | 178.2382 | 0.3461 | 21.8733 | 21.8006 | 20.443 | 0 | 0 | 737.8505 | 6.6707 | 116.6234 | 0 | 13.2017 | 9.0907 | 4.6978 | 0 | 0 | 484.3824 | 25.567 | 4.6714 | 6.4792 | 844.1139 | 71.9112 | 10.7049 | 0 | 0 | 0 | 2709.2845 | 693.9171 | 888.1348 | 1447.8301 | 5739.1666 | 4291.3364
6 A:M | 1051.6229 | 307.9246 | 97.2551 | 1.1279 | 1494.7984 | 54.4678 | 24.1858 | 0.19059 | 0 | 0 | 459.2531 | 0.02135 | 189.3154 | 0.39319 | 22.8705 | 23.2496 | 20.443 | 0 | 0 | 796.4101 | 6.6504 | 120.1942 | 0 | 19.8025 | 10.6491 | 4.6978 | 0 | 0 | 475.0673 | 27.1955 | 5.115 | 6.5707 | 916.5098 | 63.2672 | 11.8913 | 0 | 0 | 0 | 3031.573 | 715.546 | 958.4041 | 1505.6168 | 6211.14 | 4705.5231
7 A:M | 1051.6229 | 320.8784 | 96.6293 | 1.1796 | 1439.8788 | 55.7202 | 24.1858 | 0.19059 | 0 | 0 | 443.1389 | 0.023448 | 219.4917 | 0.58059 | 24.173 | 23.6962 | 20.443 | 0 | 0 | 808.122 | 6.6049 | 125.6272 | 0 | 26.4033 | 10.1689 | 4.6978 | 0 | 0 | 493.6974 | 27.2386 | 6.7892 | 6.493 | 1084.0556 | 77.3975 | 14.8799 | 0 | 0 | 0 | 2990.2855 | 731.5468 | 981.6242 | 1710.5512 | 6414.0077 | 4703.4565
8 A:M | 1051.6229 | 336.6005 | 107.3293 | 1.4592 | 1449.8039 | 56.1575 | 19.3486 | 0.19059 | 0 | 0 | 418.9677 | 0.025557 | 211.5359 | 0.58534 | 25.0002 | 29.0927 | 20.443 | 0 | 0 | 761.2743 | 6.4982 | 130.0795 | 0 | 36.3046 | 14.0892 | 4.6978 | 0 | 0 | 568.2178 | 27.3499 | 7.2184 | 6.5751 | 1100.0956 | 68.3063 | 14.6108 | 0 | 0 | 0 | 3022.5124 | 705.6504 | 952.9437 | 1792.3739 | 6473.4804 | 4681.1065
9 A:M | 1051.6229 | 346.7418 | 119.9958 | 1.429 | 1523.8113 | 55.2264 | 19.3486 | 0.19059 | 0 | 0 | 467.3101 | 0.028069 | 210.3027 | 0.57924 | 24.6459 | 23.6249 | 20.443 | 0 | 0 | 784.6981 | 7.1221 | 134.44 | 0 | 39.605 | 14.1709 | 4.6978 | 0 | 0 | 698.6284 | 27.1268 | 7.1175 | 6.4393 | 1042.8302 | 65.6462 | 14.0452 | 0 | 0 | 0 | 3118.3664 | 746.9339 | 984.7339 | 1861.8336 | 6711.8679 | 4850.0343
10 A:M | 1364.9554 | 363.7483 | 124.1095 | 1.4181 | 1473.5107 | 57.2621 | 24.1858 | 0.19059 | 0 | 0 | 443.1389 | 0.032573 | 213.0817 | 0.58024 | 24.6577 | 24.6564 | 20.443 | 0 | 0 | 796.4101 | 6.8791 | 138.0335 | 0 | 49.5062 | 16.4855 | 4.6978 | 0 | 0 | 931.5046 | 27.1649 | 7.1887 | 6.6567 | 992.597 | 86.3648 | 11.3419 | 0 | 0 | 0 | 3409.3805 | 726.5904 | 1012.0122 | 2062.8186 | 7210.8017 | 5147.9831
11 A:M | 1348.492 | 387.7122 | 135.831 | 1.3999 | 1569.1928 | 58.0412 | 29.0229 | 0.19059 | 0 | 0 | 483.4243 | 0.073001 | 223.9873 | 0.57609 | 25.0124 | 22.1946 | 20.443 | 0 | 0 | 808.122 | 6.628 | 140.5226 | 0 | 56.1071 | 18.7753 | 4.6978 | 0 | 0 | 558.9027 | 26.8175 | 7.3801 | 6.5986 | 982.5439 | 61.1134 | 12.7678 | 0 | 0 | 0 | 3529.8827 | 775.7107 | 1034.8528 | 1656.1241 | 6996.5702 | 5340.4462
12 A:M | 1365.8032 | 401.2729 | 134.9948 | 1.3007 | 1503.0763 | 58.1669 | 14.5115 | 0.19059 | 0 | 0 | 805.7071 | 0.095198 | 231.7872 | 0.6052 | 24.8265 | 22.3451 | 20.443 | 0 | 0 | 796.4101 | 6.5552 | 142.0547 | 0 | 39.605 | 21.7692 | 4.6978 | 0 | 0 | 568.2178 | 27.056 | 6.1206 | 6.857 | 1019.2422 | 63.6535 | 12.6376 | 0 | 0 | 0 | 3479.3169 | 1105.8092 | 1011.092 | 1703.7846 | 7300.0027 | 5596.2181
13 P:M | 1317.8363 | 401.0309 | 127.8616 | 1.3485 | 1479.1614 | 53.0227 | 14.5115 | 0.19059 | 0 | 0 | 563.995 | 0.099882 | 231.4553 | 0.60798 | 24.1085 | 21.8697 | 20.443 | 0 | 0 | 808.122 | 5.9461 | 141.3274 | 0 | 33.0042 | 21.6562 | 4.6978 | 0 | 0 | 577.5328 | 25.3272 | 6.1206 | 6.743 | 1011.2514 | 66.0722 | 12.846 | 0 | 0 | 0 | 3394.9634 | 862.5793 | 1014.7536 | 1705.8932 | 6978.1895 | 5272.2963
14 P:M | 1302.0648 | 392.0467 | 126.7468 | 1.332 | 1467.5568 | 50.7347 | 29.0229 | 0.19059 | 0 | 0 | 644.5657 | 0.070478 | 228.2531 | 0.60161 | 27.3684 | 22.3342 | 20.443 | 0 | 0 | 796.4101 | 6.0654 | 139.8397 | 0 | 33.0042 | 22.3492 | 4.6978 | 0 | 0 | 633.4231 | 25.7678 | 7.4841 | 6.6102 | 975.3916 | 59.7003 | 11.6601 | 0 | 0 | 0 | 3369.6954 | 943.6364 | 1002.3663 | 1720.0373 | 7035.7355 | 5315.6982
15 P:M | 1276.8738 | 406.31 | 129.6982 | 1.1275 | 1631.4684 | 57.3221 | 14.5115 | 0.19059 | 0 | 0 | 797.65 | 0.075013 | 217.079 | 0.60835 | 24.0825 | 22.6854 | 20.443 | 0 | 0 | 1171.1913 | 6.2653 | 141.9684 | 0 | 26.4033 | 22.8802 | 4.6978 | 0 | 0 | 910.9669 | 27.4668 | 7.4363 | 6.6524 | 1048.2318 | 61.2397 | 11.645 | 0 | 0 | 0 | 3517.502 | 1082.6233 | 1373.4063 | 2073.639 | 8047.1706 | 5973.5316
16 P:M | 1269.6444 | 406.31 | 133.7241 | 1.1214 | 1466.4468 | 57.3231 | 19.3486 | 0.19059 | 0 | 0 | 515.6525 | 0.073888 | 217.4616 | 0.60533 | 24.3648 | 22.8023 | 20.443 | 0 | 0 | 737.8505 | 5.9871 | 140.5641 | 0 | 26.4033 | 23.3298 | 4.6978 | 0 | 0 | 922.1895 | 27.7476 | 7.3558 | 6.4934 | 1039.489 | 61.9255 | 12.0506 | 0 | 0 | 0 | 3354.109 | 801.4033 | 938.8327 | 2077.2514 | 7171.5964 | 5094.345
17 P:M | 1300.7537 | 406.31 | 127.2054 | 1.1037 | 1341.5489 | 59.2618 | 24.1858 | 0.19059 | 0 | 0 | 467.3101 | 0.073772 | 228.2278 | 0.59964 | 24.3179 | 22.8752 | 20.443 | 0 | 0 | 714.4267 | 6.5766 | 136.6733 | 0 | 39.605 | 22.0751 | 4.6978 | 0 | 0 | 886.4136 | 28.0917 | 7.4926 | 6.6389 | 968.1531 | 71.167 | 13.6192 | 0 | 0 | 0 | 3260.5599 | 763.8474 | 924.0545 | 1981.5762 | 6930.0379 | 4948.4618
18 P:M | 1394.5816 | 389.2022 | 117.8977 | 1.2235 | 1227.3508 | 59.8891 | 33.8601 | 0.19059 | 0 | 0 | 459.2531 | 0.077547 | 241.4832 | 0.58991 | 23.8651 | 23.6153 | 20.443 | 0 | 0 | 761.2743 | 6.8061 | 131.0823 | 0 | 61.3877 | 21.7513 | 4.6978 | 0 | 0 | 862.7706 | 28.8223 | 7.4184 | 6.7067 | 838.4343 | 64.8612 | 14.6455 | 0 | 0 | 0 | 3224.1956 | 769.327 | 986.9995 | 1823.6591 | 6804.1812 | 4980.5221
19 P:M | 1468.1114 | 427.6948 | 113.4806 | 1.1729 | 1244.3377 | 58.7935 | 29.0229 | 0.19059 | 0 | 0 | 427.0248 | 0.076767 | 251.4141 | 0.71585 | 22.4616 | 23.2648 | 20.443 | 0 | 0 | 737.8505 | 6.2544 | 128.7042 | 0 | 59.4075 | 20.1354 | 4.6978 | 0 | 0 | 540.2726 | 27.5766 | 7.3488 | 6.6543 | 712.1594 | 71.986 | 15.4759 | 0 | 0 | 0 | 3342.8044 | 745.4009 | 957.0497 | 1381.4735 | 6426.7284 | 5045.2549
20 P:M | 1473.1058 | 402.6359 | 107.0577 | 1.0815 | 1124.5635 | 56.3515 | 38.6972 | 0.19059 | 0 | 0 | 427.0248 | 0.066189 | 231.301 | 0.69431 | 21.697 | 22.1632 | 20.443 | 0 | 0 | 714.4267 | 5.0823 | 127.5482 | 0 | 59.4075 | 19.6924 | 4.6978 | 0 | 0 | 540.2726 | 27.0566 | 3.8253 | 6.6052 | 695.8151 | 70.6951 | 14.7522 | 0 | 0 | 0 | 3203.6837 | 723.3894 | 930.8549 | 1359.0222 | 6216.9503 | 4857.9281
21 P:M | 1425.1884 | 379.8493 | 106.1334 | 1.0714 | 1107.3357 | 56.1998 | 29.0229 | 0.19059 | 0 | 0 | 418.9677 | 0.046957 | 232.3701 | 0.66678 | 20.551 | 21.6942 | 20.443 | 0 | 0 | 667.579 | 6.0437 | 127.81 | 0 | 56.1071 | 19.8769 | 4.6978 | 0 | 0 | 484.3824 | 26.9008 | 3.8253 | 7.4519 | 706.2971 | 63.6628 | 14.699 | 0 | 0 | 0 | 3104.9915 | 714.7397 | 882.1146 | 1307.2194 | 6009.0652 | 4701.8458
22 P:M | 1363.0124 | 351.901 | 94.2812 | 1.0256 | 1202.2922 | 56.5198 | 29.0229 | 0.19059 | 0 | 0 | 418.9677 | 0.030857 | 224.4519 | 0.68135 | 20.6089 | 22.6804 | 20.443 | 0 | 0 | 667.579 | 6.1916 | 125.6715 | 0 | 49.5062 | 17.1317 | 4.6978 | 0 | 0 | 493.6974 | 26.787 | 3.8253 | 7.0971 | 728.0921 | 63.2071 | 12.6941 | 0 | 0 | 0 | 3098.2456 | 707.8641 | 870.7779 | 1335.4003 | 6012.2879 | 4676.8876
23 P:M | 1280.3155 | 324.5047 | 91.9037 | 1.0093 | 1161.8266 | 53.5245 | 19.3486 | 0.19059 | 0 | 0 | 410.9106 | 0.025307 | 209.7541 | 0.60352 | 21.0212 | 23.1339 | 20.443 | 0 | 0 | 655.8671 | 6.4837 | 124.8078 | 0 | 13.2017 | 15.2156 | 4.6978 | 0 | 0 | 475.0673 | 27.2211 | 3.8253 | 7.3563 | 776.6458 | 58.4924 | 11.7937 | 0 | 0 | 0 | 2932.6235 | 685.8917 | 820.2736 | 1360.402 | 5799.1909 | 4438.7888
24 P:M | 1235.7387 | 304.5212 | 88.4746 | 1.0028 | 1195.4475 | 50.4442 | 14.5115 | 0.19059 | 0 | 0 | 386.7394 | 0.022147 | 198.9074 | 0.51328 | 20.4579 | 21.8232 | 20.443 | 0 | 0 | 644.1552 | 6.2277 | 124.8056 | 0 | 13.2017 | 15.0012 | 4.6978 | 0 | 0 | 419.177 | 27.0369 | 3.8253 | 7.5319 | 816.9177 | 54.7968 | 10.4089 | 0 | 0 | 0 | 2890.3308 | 648.9063 | 808.0892 | 1339.6944 | 5687.0208 | 4347.3264
Peak Demand | 1473.1058 | 427.6948 | 135.831 | 1.4592 | 1631.4684 | 63.9023 | 38.6972 | 0.19059 | 0 | 0 | 805.7071 | 0.099882 | 251.4141 | 0.71585 | 27.3684 | 29.0927 | 20.443 | 0 | 0 | 1171.1913 | 7.1221 | 142.0547 | 0 | 61.3877 | 23.3298 | 4.6978 | 0 | 0 | 931.5046 | 28.8223 | 7.4926 | 7.5319 | 1100.0956 | 86.3648 | 15.4759 | 0 | 0 | 0 | 3772.3493 | 1134.841 | 1409.7834 | 2177.2877 | 8047.1706 | 5973.5316
Note on J6: GDC: New Category
Note on K6: GDC: New Category
Note on S6: GDC: New Category
Note on T6: GDC: New Category
Note on AB6: GDC: New Category
Note on AC6: GDC: New Category
Note on AL6: GDC: New Category
Note on AM6: GDC: New Category

## Tech-Loss-Load
TECH-LOSS-LOAD
Category Wise Expected Hourly Demand of Technical Losse Load on the Peak day (MW)
| Low Tension Categories | [9 empty] | High tension (11kV) | [8 empty] | High Tension (33kV) | [8 empty] | EHT | [9 empty] | Voltage Level Tech: Losses
Hour of the Day | Domestic (LT I) | Commercial (LT II) | Industry (LT III) | Cottage Industry (LT IV) | Agriculture (LT V) | Street Lighting & PWS (LT VI) | Others (LT VII & LT VIII) | Spare | CPWS (Carved out of LT -VI CPWS sales & LT: III Industry Category) | Others 2 | Industry (HT IA) | Ferro Alloys (HT IB) | Others (HT II) | Railway Stations, Bus Stations & Airports (HT III) | Irrigation, Agriculture & CPWS (HT IV) | Townships & Residential Colonies (HT VI) | Spare (Temporary) | CPWS (Carved out of HT -IV(B) CPWS sales & HT: I (A) Industry Category) | Others 2 | Industry (HT IA) | Ferro Alloys (HT IB) | Others (HT II) | Railway Stations, Bus Stations & Airports (HT III) | Irrigation, Agriculture & CPWS (HT IV) | Townships & Residential Colonies (HT VI) | Spare (Temporary) | CPWS (Carved out of HT -IV(B) CPWS sales & HT: I (A) Industry Category) | Others-2 | Industry (HT IA) | Ferro Alloys (HT IB) | Others (HT II) | Railway Stations, Bus Stations & Airports (HT III) | Irrigation, Agriculture & CPWS (HT IV) | Traction (HT VA) | HMR (HT VB) | Spare( Town Ships and Residential Colonies) | CPWS (Carved out of HT -IV(B) CPWS sales & HT: I (A) Industry Category) | Others 2 | LT | HT (11kV) | HT (33kV) | EHT | Total Tech: Losses | Coml: Loss Load | Total Losses
1 A:M | 128.2802 | 34.6359 | 10.6455 | 0.1243 | 138.2673 | 8.0648 | 1.8314 | 0.024053 | 0 | 0 | 41.1453 | 0.001754 | 16.4706 | 0.036807 | 1.8005 | 1.9373 | 1.7999 | 0 | 0 | 27.9497 | 0.26813 | 4.8307 | 0 | 0.54319 | 0.32891 | 0.1933 | 0 | 0 | 3.1963e-08 | 2.1104e-09 | 2.6252e-10 | 4.865e-10 | 6.6277e-08 | 4.6379e-09 | 8.6616e-10 | 0 | 0 | 0 | 321.8734 | 63.1921 | 34.114 | 1.066e-07 | 419.1794 | 51.646 | 470.8254
2 A:M | 128.7403 | 35.0452 | 10.6144 | 0.12752 | 153.6036 | 6.0052 | 1.865 | 0.024494 | 0 | 0 | 40.3167 | 0.0017509 | 16.3241 | 0.032983 | 1.8285 | 1.8921 | 1.8267 | 0 | 0 | 28.8588 | 0.26024 | 4.9534 | 0 | 0.55135 | 0.36991 | 0.1962 | 0 | 0 | 3.5899e-08 | 2.0338e-09 | 2.7028e-10 | 5.0343e-10 | 6.6347e-08 | 4.5537e-09 | 8.5021e-10 | 0 | 0 | 0 | 336.0258 | 62.2228 | 35.1899 | 1.1046e-07 | 433.4384 | 52.512 | 485.9504
3 A:M | 127.5422 | 33.7398 | 10.7759 | 0.13337 | 160.1629 | 5.8399 | 1.8752 | 0.024628 | 0 | 0 | 41.2344 | 0.0017217 | 15.5862 | 0.031039 | 1.8636 | 1.8963 | 1.8355 | 0 | 0 | 28.9802 | 0.268 | 4.8847 | 0 | 0.55367 | 0.42345 | 0.19702 | 0 | 0 | 3.6011e-08 | 2.0199e-09 | 2.896e-10 | 5.1861e-10 | 6.6702e-08 | 4.4603e-09 | 8.4443e-10 | 0 | 0 | 0 | 340.094 | 62.4488 | 35.3071 | 1.1085e-07 | 437.8498 | 52.7985 | 490.6483
4 A:M | 123.2116 | 32.9098 | 10.5458 | 0.13059 | 151.0548 | 5.6765 | 1.839 | 0.024153 | 0 | 0 | 40.5536 | 0.0017181 | 15.1452 | 0.030526 | 1.9032 | 1.9069 | 1.8052 | 0 | 0 | 29.6141 | 0.27475 | 4.8372 | 0 | 0.54723 | 0.44264 | 0.19473 | 0 | 0 | 3.8124e-08 | 1.9191e-09 | 3.1313e-10 | 5.2043e-10 | 6.615e-08 | 4.5906e-09 | 8.4455e-10 | 0 | 0 | 0 | 325.3923 | 61.3463 | 35.9107 | 1.1246e-07 | 422.6493 | 51.6888 | 474.3381
5 A:M | 137.1081 | 36.2586 | 11.4732 | 0.13477 | 166.4397 | 6.8656 | 1.9295 | 0.025341 | 0 | 0 | 41.6321 | 0.0018373 | 16.4461 | 0.031935 | 2.0183 | 2.0116 | 1.8863 | 0 | 0 | 31.8926 | 0.28833 | 5.0409 | 0 | 0.57063 | 0.39294 | 0.20306 | 0 | 0 | 4.0398e-08 | 2.1323e-09 | 3.896e-10 | 5.4038e-10 | 7.0401e-08 | 5.9975e-09 | 8.9281e-10 | 0 | 0 | 0 | 360.2348 | 64.0281 | 38.3885 | 1.2075e-07 | 462.6514 | 54.1099 | 516.7613
6 A:M | 155.786 | 45.6155 | 14.4072 | 0.16709 | 221.4374 | 8.0688 | 3.5828 | 0.028233 | 0 | 0 | 46.9319 | 0.0021818 | 19.3465 | 0.040181 | 2.3372 | 2.3759 | 2.0891 | 0 | 0 | 38.021 | 0.31749 | 5.7381 | 0 | 0.94538 | 0.50839 | 0.22428 | 0 | 0 | 4.3048e-08 | 2.4643e-09 | 4.6349e-10 | 5.9539e-10 | 8.3049e-08 | 5.7329e-09 | 1.0775e-09 | 0 | 0 | 0 | 449.093 | 73.123 | 45.7546 | 1.3643e-07 | 567.9706 | 59.8766 | 627.8472
7 A:M | 154.5937 | 47.1707 | 14.205 | 0.17341 | 211.6692 | 8.1911 | 3.5554 | 0.028017 | 0 | 0 | 45.069 | 0.0023848 | 22.3232 | 0.059049 | 2.4585 | 2.41 | 2.0791 | 0 | 0 | 38.5153 | 0.31479 | 5.9874 | 0 | 1.2584 | 0.48465 | 0.2239 | 0 | 0 | 4.6134e-08 | 2.5453e-09 | 6.3442e-10 | 6.0674e-10 | 1.013e-07 | 7.2325e-09 | 1.3905e-09 | 0 | 0 | 0 | 439.5866 | 74.4012 | 46.7844 | 1.5984e-07 | 560.7723 | 59.3443 | 620.1166
8 A:M | 155.0407 | 49.625 | 15.8235 | 0.21513 | 213.7445 | 8.2793 | 2.8526 | 0.028098 | 0 | 0 | 42.5853 | 0.0025976 | 21.5012 | 0.059496 | 2.5411 | 2.9571 | 2.0779 | 0 | 0 | 36.1471 | 0.30855 | 6.1765 | 0 | 1.7238 | 0.66899 | 0.22306 | 0 | 0 | 5.3559e-08 | 2.578e-09 | 6.804e-10 | 6.1976e-10 | 1.0369e-07 | 6.4384e-09 | 1.3772e-09 | 0 | 0 | 0 | 445.6088 | 71.7247 | 45.248 | 1.6895e-07 | 562.5814 | 59.6123 | 622.1937
9 A:M | 160.9142 | 53.0567 | 18.3612 | 0.21865 | 233.1661 | 8.4505 | 2.9606 | 0.029162 | 0 | 0 | 49.351 | 0.0029643 | 22.2093 | 0.061171 | 2.6028 | 2.4949 | 2.1589 | 0 | 0 | 38.6907 | 0.35116 | 6.6288 | 0 | 1.9528 | 0.69872 | 0.23163 | 0 | 0 | 6.8371e-08 | 2.6548e-09 | 6.9655e-10 | 6.3018e-10 | 1.0206e-07 | 6.4244e-09 | 1.3745e-09 | 0 | 0 | 0 | 477.1571 | 78.8811 | 48.5538 | 1.8221e-07 | 604.592 | 61.7108 | 666.3027
10 A:M | 225.9874 | 60.2236 | 20.5481 | 0.23478 | 243.9603 | 9.4805 | 4.0043 | 0.031554 | 0 | 0 | 50.2374 | 0.0036927 | 24.1565 | 0.065781 | 2.7954 | 2.7952 | 2.3176 | 0 | 0 | 41.9657 | 0.36248 | 7.2735 | 0 | 2.6087 | 0.86868 | 0.24755 | 0 | 0 | 9.8134e-08 | 2.8618e-09 | 7.5733e-10 | 7.0128e-10 | 1.0457e-07 | 9.0985e-09 | 1.1949e-09 | 0 | 0 | 0 | 564.4705 | 82.3716 | 53.3266 | 2.1732e-07 | 700.1687 | 66.4792 | 766.6479
11 A:M | 232.5693 | 66.8673 | 23.4263 | 0.24144 | 270.6327 | 10.0102 | 5.0055 | 0.03287 | 0 | 0 | 57.1362 | 0.008628 | 26.4732 | 0.068088 | 2.9562 | 2.6232 | 2.4162 | 0 | 0 | 44.3097 | 0.36342 | 7.7049 | 0 | 3.0764 | 1.0295 | 0.25759 | 0 | 0 | 5.739e-08 | 2.7537e-09 | 7.5781e-10 | 6.7757e-10 | 1.0089e-07 | 6.2753e-09 | 1.311e-09 | 0 | 0 | 0 | 608.7855 | 91.6817 | 56.7414 | 1.7006e-07 | 757.2086 | 69.0867 | 826.2954
12 A:M | 244.1701 | 71.7372 | 24.1336 | 0.23253 | 268.711 | 10.3987 | 2.5943 | 0.034072 | 0 | 0 | 100.675 | 0.011895 | 28.9623 | 0.075621 | 3.1021 | 2.7921 | 2.5544 | 0 | 0 | 45.8197 | 0.37714 | 8.1728 | 0 | 2.2786 | 1.2524 | 0.27028 | 0 | 0 | 6.1109e-08 | 2.9098e-09 | 6.5824e-10 | 7.3744e-10 | 1.0962e-07 | 6.8457e-09 | 1.3591e-09 | 0 | 0 | 0 | 622.0114 | 138.1734 | 58.171 | 1.8323e-07 | 818.3558 | 71.8504 | 890.2061
13 P:M | 222.1363 | 67.5983 | 21.5525 | 0.22731 | 249.3295 | 8.9376 | 2.4461 | 0.032125 | 0 | 0 | 65.6726 | 0.01163 | 26.9511 | 0.070794 | 2.8072 | 2.5465 | 2.3804 | 0 | 0 | 43.6331 | 0.32105 | 7.6307 | 0 | 1.782 | 1.1693 | 0.25365 | 0 | 0 | 5.9105e-08 | 2.592e-09 | 6.2638e-10 | 6.9008e-10 | 1.0349e-07 | 6.7618e-09 | 1.3147e-09 | 0 | 0 | 0 | 572.2598 | 100.4404 | 54.7899 | 1.7458e-07 | 727.49 | 67.7278 | 795.2178
14 P:M | 220.6519 | 66.4374 | 21.4789 | 0.22573 | 248.6967 | 8.5977 | 4.9183 | 0.032297 | 0 | 0 | 75.8489 | 0.0082935 | 26.8595 | 0.070794 | 3.2206 | 2.6282 | 2.4056 | 0 | 0 | 43.359 | 0.33022 | 7.6133 | 0 | 1.7968 | 1.2168 | 0.25577 | 0 | 0 | 6.5408e-08 | 2.6608e-09 | 7.7281e-10 | 6.8257e-10 | 1.0072e-07 | 6.1647e-09 | 1.204e-09 | 0 | 0 | 0 | 571.0389 | 111.0418 | 54.5719 | 1.7761e-07 | 736.6527 | 68.1859 | 804.8386
15 P:M | 234.56 | 74.6386 | 23.8254 | 0.20712 | 299.6985 | 10.53 | 2.6657 | 0.03501 | 0 | 0 | 102.9657 | 0.0096832 | 28.0219 | 0.078529 | 3.1087 | 2.9284 | 2.6389 | 0 | 0 | 71.6408 | 0.38324 | 8.6841 | 0 | 1.6151 | 1.3996 | 0.28736 | 0 | 0 | 1.0792e-07 | 3.254e-09 | 8.8096e-10 | 7.881e-10 | 1.2418e-07 | 7.255e-09 | 1.3796e-09 | 0 | 0 | 0 | 646.1604 | 139.7519 | 84.0101 | 2.4566e-07 | 869.9223 | 72.2504 | 942.1727
16 P:M | 208.642 | 66.7693 | 21.975 | 0.18428 | 240.9827 | 9.42 | 3.1796 | 0.031319 | 0 | 0 | 58.2675 | 0.0083491 | 24.5726 | 0.068401 | 2.7532 | 2.5766 | 2.31 | 0 | 0 | 38.4803 | 0.31224 | 7.3307 | 0 | 1.377 | 1.2167 | 0.245 | 0 | 0 | 9.6628e-08 | 2.9074e-09 | 7.7075e-10 | 6.8038e-10 | 1.0892e-07 | 6.4886e-09 | 1.2627e-09 | 0 | 0 | 0 | 551.1842 | 90.5566 | 48.9619 | 2.1766e-07 | 690.7027 | 66.354 | 757.0567
17 P:M | 206.8954 | 64.6269 | 20.233 | 0.17556 | 213.3842 | 9.4261 | 3.8469 | 0.030314 | 0 | 0 | 51.0869 | 0.0080648 | 24.9501 | 0.065553 | 2.6585 | 2.5007 | 2.2349 | 0 | 0 | 36.1048 | 0.33236 | 6.907 | 0 | 2.0015 | 1.1156 | 0.23741 | 0 | 0 | 8.9652e-08 | 2.8412e-09 | 7.5781e-10 | 6.7146e-10 | 9.792e-08 | 7.1979e-09 | 1.3775e-09 | 0 | 0 | 0 | 518.6185 | 83.5047 | 46.6987 | 2.0042e-07 | 648.822 | 64.3361 | 713.158
18 P:M | 220.7101 | 61.5962 | 18.6588 | 0.19363 | 194.2437 | 9.4782 | 5.3588 | 0.030163 | 0 | 0 | 50.1002 | 0.0084597 | 26.3436 | 0.064354 | 2.6035 | 2.5762 | 2.2301 | 0 | 0 | 38.653 | 0.34557 | 6.6556 | 0 | 3.1169 | 1.1044 | 0.23853 | 0 | 0 | 8.5744e-08 | 2.8644e-09 | 7.3726e-10 | 6.6653e-10 | 8.3326e-08 | 6.4461e-09 | 1.4555e-09 | 0 | 0 | 0 | 510.2695 | 83.9264 | 50.114 | 1.8124e-07 | 644.3099 | 63.7725 | 708.0824
19 P:M | 238.6282 | 69.5179 | 18.4452 | 0.19064 | 202.2558 | 9.5564 | 4.7174 | 0.030978 | 0 | 0 | 47.5926 | 0.0085558 | 28.0205 | 0.079783 | 2.5034 | 2.5929 | 2.2784 | 0 | 0 | 38.0746 | 0.32274 | 6.6414 | 0 | 3.0655 | 1.039 | 0.24242 | 0 | 0 | 5.0901e-08 | 2.5981e-09 | 6.9235e-10 | 6.2692e-10 | 6.7095e-08 | 6.782e-09 | 1.458e-09 | 0 | 0 | 0 | 543.3425 | 83.0761 | 49.3857 | 1.3015e-07 | 675.8043 | 65.5441 | 741.3484
20 P:M | 229.1671 | 62.637 | 16.6547 | 0.16825 | 174.9453 | 8.7664 | 6.02 | 0.029649 | 0 | 0 | 45.6099 | 0.0070695 | 24.7049 | 0.074159 | 2.3174 | 2.3672 | 2.1835 | 0 | 0 | 35.3804 | 0.25169 | 6.3165 | 0 | 2.942 | 0.97522 | 0.23265 | 0 | 0 | 4.9146e-08 | 2.4612e-09 | 3.4797e-10 | 6.0085e-10 | 6.3295e-08 | 6.4308e-09 | 1.3419e-09 | 0 | 0 | 0 | 498.3883 | 77.2642 | 46.0985 | 1.2362e-07 | 621.7511 | 62.9154 | 684.6665
21 P:M | 214.5178 | 57.1745 | 15.9751 | 0.16127 | 166.6749 | 8.4591 | 4.3685 | 0.028687 | 0 | 0 | 43.3244 | 0.0048557 | 24.0288 | 0.06895 | 2.1251 | 2.2433 | 2.114 | 0 | 0 | 31.9389 | 0.28915 | 6.1148 | 0 | 2.6843 | 0.95097 | 0.22476 | 0 | 0 | 4.2541e-08 | 2.3626e-09 | 3.3596e-10 | 6.5447e-10 | 6.2031e-08 | 5.5913e-09 | 1.291e-09 | 0 | 0 | 0 | 467.3598 | 73.9095 | 42.2028 | 1.1481e-07 | 583.4721 | 61.1272 | 644.5993
22 P:M | 204.3523 | 52.7594 | 14.1353 | 0.15377 | 180.256 | 8.4738 | 4.3513 | 0.028574 | 0 | 0 | 43.1277 | 0.0031764 | 23.1046 | 0.070136 | 2.1214 | 2.3347 | 2.1044 | 0 | 0 | 31.7677 | 0.29464 | 5.9802 | 0 | 2.3558 | 0.81524 | 0.22355 | 0 | 0 | 4.3365e-08 | 2.3529e-09 | 3.3601e-10 | 6.234e-10 | 6.3954e-08 | 5.552e-09 | 1.115e-09 | 0 | 0 | 0 | 464.5105 | 72.8661 | 41.4371 | 1.173e-07 | 578.8137 | 60.9358 | 639.7495
23 P:M | 181.3526 | 45.965 | 13.0179 | 0.14296 | 164.569 | 7.5816 | 2.7407 | 0.026996 | 0 | 0 | 40.0199 | 0.0024647 | 20.4286 | 0.058779 | 2.0473 | 2.2531 | 1.991 | 0 | 0 | 29.5147 | 0.29177 | 5.6165 | 0 | 0.59409 | 0.68472 | 0.21141 | 0 | 0 | 4.0146e-08 | 2.3003e-09 | 3.2326e-10 | 6.2165e-10 | 6.5631e-08 | 4.9429e-09 | 9.9663e-10 | 0 | 0 | 0 | 415.3967 | 66.8012 | 36.9132 | 1.1496e-07 | 519.1111 | 57.8529 | 576.964
24 P:M | 171.4432 | 42.2485 | 12.2747 | 0.13912 | 165.8533 | 6.9985 | 2.0133 | 0.026441 | 0 | 0 | 36.821 | 0.0021086 | 18.9378 | 0.048869 | 1.9478 | 2.0778 | 1.9464 | 0 | 0 | 28.3581 | 0.27417 | 5.4944 | 0 | 0.58119 | 0.66041 | 0.20682 | 0 | 0 | 3.4706e-08 | 2.2385e-09 | 3.1672e-10 | 6.236e-10 | 6.7636e-08 | 4.5369e-09 | 8.618e-10 | 0 | 0 | 0 | 400.9971 | 61.7817 | 35.575 | 1.1092e-07 | 498.3538 | 56.7206 | 555.0743
| 244.1701 | 74.6386 | 24.1336 | 0.24144 | 299.6985 | 10.53 | 6.02 | 0.03501 | 0 | 0 | 102.9657 | 0.011895 | 28.9623 | 0.079783 | 3.2206 | 2.9571 | 2.6389 | 0 | 0 | 71.6408 | 0.38324 | 8.6841 | 0 | 3.1169 | 1.3996 | 0.28736 | 0 | 0 | 1.0792e-07 | 3.254e-09 | 8.8096e-10 | 7.881e-10 | 1.2418e-07 | 9.0985e-09 | 1.458e-09 | 0 | 0 | 0 | 646.1604 | 139.7519 | 84.0101 | 2.4566e-07 | 869.9223 | 72.2504 | 942.1727
Peak Day Tech Loss | 31.13% | 8.931% | 2.772% | 0.02959% | 33.93% | 1.386% | 0.5537% | 0.004794% | 0% | 0% | 8.646% | 0.0008653% | 3.726% | 0.009708% | 0.4017% | 0.3969% | 0.3553% | 0% | 0% | 6.173% | 0.0516% | 1.054% | 0% | 0.2786% | 0.1363% | 0.03797% | 0% | 0% | 9.458e-09% | 4.154e-10% | 8.988e-11% | 1.036e-10% | 1.409e-08% | 1.007e-09% | 1.956e-10% | 0% | 0% | 0% | 78.73% | 13.54% | 7.731% | 2.536e-08% | 14.5426
Coin Tech Loss (Evening) | 234.56 | 74.6386 | 23.8254 | 0.20712 | 299.6985 | 10.53 | 2.6657 | 0.03501 | 0 | 0 | 102.9657 | 0.0096832 | 28.0219 | 0.078529 | 3.1087 | 2.9284 | 2.6389 | 0 | 0 | 71.6408 | 0.38324 | 8.6841 | 0 | 1.6151 | 1.3996 | 0.28736 | 0 | 0 | 1.0792e-07 | 3.254e-09 | 8.8096e-10 | 7.881e-10 | 1.2418e-07 | 7.255e-09 | 1.3796e-09 | 0 | 0 | 0 | 646.1604 | 139.7519 | 84.0101 | 2.4566e-07 | 869.9223 |  | 70.85%
Coin Tech Loss (Morning) | 225.9874 | 60.2236 | 20.5481 | 0.23478 | 243.9603 | 9.4805 | 4.0043 | 0.031554 | 0 | 0 | 50.2374 | 0.0036927 | 24.1565 | 0.065781 | 2.7954 | 2.7952 | 2.3176 | 0 | 0 | 41.9657 | 0.36248 | 7.2735 | 0 | 2.6087 | 0.86868 | 0.24755 | 0 | 0 | 9.8134e-08 | 2.8618e-09 | 7.5733e-10 | 7.0128e-10 | 1.0457e-07 | 9.0985e-09 | 1.1949e-09 | 0 | 0 | 0 | 564.4705 | 82.3716 | 53.3266 | 2.1732e-07 | 700.1687
Note on J6: GDC: New Category
Note on K6: GDC: New Category
Note on S6: GDC: New Category
Note on T6: GDC: New Category
Note on AB6: GDC: New Category
Note on AC6: GDC: New Category
Note on AL6: GDC: New Category
Note on AM6: GDC: New Category

## Tech Loss-Balance
TECH-LOSS-BALANCE
|  | Low Tension | [49 empty] | High Tension (11kV) | [44 empty] | High Tension (33kV) | [44 empty] | Extra High Tension | [49 empty] | Total
| Hour of the Day | Domestic |  |  |  |  | Commercial |  |  |  |  | Industry |  |  |  |  | Cottage Industry |  |  |  |  | Agriculture |  |  |  |  | Street Lighting & PWS |  |  |  |  | Others ( General Purpose & Temporary) |  |  |  |  | Spare |  |  |  |  | CPWS (Carved out of LT -VI CPWS sales & LT: III Industry Category) |  |  |  |  | Others 2 |  |  |  |  | Industry |  |  |  |  | Ferro Alloys |  |  |  |  | Others |  |  |  |  | Railway Stations, Bus Stations & Airports |  |  |  |  | Irrigation, Agriculture & CPWS |  |  |  |  | Townships & Residential Colonies |  |  |  |  | Spare (Temporary) |  |  |  |  | CPWS (Carved out of HT -IV(B) CPWS sales & HT: I (A) Industry Category) |  |  |  |  | Others 2 |  |  |  |  | Industry |  |  |  |  | Ferro Alloys |  |  |  |  | Others |  |  |  |  | Railway Stations, Bus Stations & Airports |  |  |  |  | Irrigation, Agriculture & CPWS |  |  |  |  | Townships & Residential Colonies |  |  |  |  | Spare (Temporary) |  |  |  |  | CPWS (Carved out of LT -VI CPWS sales & LT: III Industry Category) | Others 2 | [8 empty] | Industry |  |  |  |  | Ferro Alloys |  |  |  |  | Others |  |  |  |  | Railway Stations, Bus Stations & Airports |  |  |  |  | Irrigation, Agriculture & CPWS |  |  |  |  | Railway Traction |  |  |  |  | HMR (HT VB) |  |  |  |  | Spare (Townships & Residential Colonies) |  |  |  |  | CPWS (Carved out of HT -IV(B) CPWS sales & HT: I (A) Industry Category) |  |  |  |  | Others 2
|  | LT | HT (11kV) | HT (33kV) | EHT | Total | LT | HT (11kV) | HT (33kV) | EHT | Total | LT | HT (11kV) | HT (33kV) | EHT | Total | LT | HT (11kV) | HT (33kV) | EHT | Total | LT | HT (11kV) | HT (33kV) | EHT | Total | LT | HT (11kV) | HT (33kV) | EHT | Total | LT | HT (11kV) | HT (33kV) | EHT | Total | LT | HT (11kV) | HT (33kV) | EHT | Total | LT | HT (11kV) | HT (33kV) | EHT | Total | LT | HT (11kV) | HT (33kV) | EHT | Total | LT | HT (11kV) | HT (33kV) | EHT | Total | LT | HT (11kV) | HT (33kV) | EHT | Total | LT | HT (11kV) | HT (33kV) | EHT | Total | LT | HT (11kV) | HT (33kV) | EHT | Total | LT | HT (11kV) | HT (33kV) | EHT | Total | LT | HT (11kV) | HT (33kV) | EHT | Total | LT | HT (11kV) | HT (33kV) | EHT | Total | LT | HT (11kV) | HT (33kV) | EHT | Total | LT | HT (11kV) | HT (33kV) | EHT | Total | LT | HT (11kV) | HT (33kV) | EHT | Total | LT | HT (11kV) | HT (33kV) | EHT | Total | LT | HT (11kV) | HT (33kV) | EHT | Total | LT | HT (11kV) | HT (33kV) | EHT | Total | LT | HT (11kV) | HT (33kV) | EHT | Total | LT | HT (11kV) | HT (33kV) | EHT | Total | LT | HT (11kV) | HT (33kV) | EHT | Total | LT | HT (11kV) | HT (33kV) | EHT | Total | LT | HT (11kV) | HT (33kV) | EHT | Total | LT | HT (11kV) | HT (33kV) | EHT | Total | LT | HT (11kV) | HT (33kV) | EHT | Total | LT | HT (11kV) | HT (33kV) | EHT | Total | LT | HT (11kV) | HT (33kV) | EHT | Total | LT | HT (11kV) | HT (33kV) | EHT | Total | LT | HT (11kV) | HT (33kV) | EHT | Total | LT | HT (11kV) | HT (33kV) | EHT | Total | LT | HT (11kV) | HT (33kV) | EHT | Total | LT | HT (11kV) | HT (33kV) | EHT | Total | LT | HT (11kV) | HT (33kV) | EHT | Total | LT | HT (11kV) | HT (33kV) | EHT | Total
| 1 A:M | 35.6468 | 47.3946 | 45.2388 | 9.3523e-08 | 128.2802 | 9.6247 | 12.7966 | 12.2146 | 2.5251e-08 | 34.6359 | 2.9582 | 3.9331 | 3.7542 | 7.7611e-09 | 10.6455 | 0.034539 | 0.045922 | 0.043833 | 9.0618e-11 | 0.1243 | 38.4221 | 51.0844 | 48.7608 | 1.008e-07 | 138.2673 | 2.2411 | 2.9796 | 2.8441 | 5.8797e-09 | 8.0648 | 0.50892 | 0.67664 | 0.64586 | 1.3352e-09 | 1.8314 | 0.0066839 | 0.0088866 | 0.0084824 | 1.7536e-11 | 0.024053 | 0 | 0 | 0 | 0 | 0 | 0 | 0 | 0 | 0 | 0 | 0 | 21.0514 | 20.0939 | 4.1541e-08 | 41.1453 | 0 | 0.0008974 | 0.00085658 | 1.7708e-12 | 0.001754 | 0 | 8.4269 | 8.0436 | 1.6629e-08 | 16.4706 | 0 | 0.018832 | 0.017975 | 3.7161e-11 | 0.036807 | 0 | 0.92118 | 0.87928 | 1.8178e-09 | 1.8005 | 0 | 0.9912 | 0.94611 | 1.9559e-09 | 1.9373 | 0 | 0.92092 | 0.87903 | 1.8172e-09 | 1.7999 | 0 | 0 | 0 | 0 | 0 | 0 | 0 | 0 | 0 | 0 | 0 | 0 | 27.9497 | 5.7781e-08 | 27.9497 | 0 | 0 | 0.26813 | 5.5432e-10 | 0.26813 | 0 | 0 | 4.8307 | 9.9866e-09 | 4.8307 | 0 | 0 | 0 | 0 | 0 | 0 | 0 | 0.54319 | 1.1229e-09 | 0.54319 | 0 | 0 | 0.32891 | 6.7996e-10 | 0.32891 | 0 | 0 | 0.1933 | 3.996e-10 | 0.1933 | 0 | 0 | 0 | 0 | 0 | 0 | 0 | 0 | 0 | 0 | 0 | 0 | 0 | 3.1963e-08 | 3.1963e-08 | 0 | 0 | 0 | 2.1104e-09 | 2.1104e-09 | 0 | 0 | 0 | 2.6252e-10 | 2.6252e-10 | 0 | 0 | 0 | 4.865e-10 | 4.865e-10 | 0 | 0 | 0 | 6.6277e-08 | 6.6277e-08 | 0 | 0 | 0 | 4.6379e-09 | 4.6379e-09 | 0 | 0 | 0 | 8.6616e-10 | 8.6616e-10 | 0 | 0 | 0 | 0 | 0 | 0 | 0 | 0 | 0 | 0 | 0 | 0 | 0 | 0 | 0 | 89.443 | 151.2511 | 178.4854 | 4.7559e-07 | 419.1794
| 2 A:M | 36.0141 | 47.4071 | 45.319 | 8.3318e-08 | 128.7403 | 9.8036 | 12.905 | 12.3366 | 2.268e-08 | 35.0452 | 2.9693 | 3.9086 | 3.7365 | 6.8694e-09 | 10.6144 | 0.035674 | 0.046959 | 0.044891 | 8.253e-11 | 0.12752 | 42.9695 | 56.5627 | 54.0714 | 9.9408e-08 | 153.6036 | 1.6799 | 2.2114 | 2.114 | 3.8864e-09 | 6.0052 | 0.52172 | 0.68677 | 0.65652 | 1.207e-09 | 1.865 | 0.006852 | 0.0090197 | 0.0086224 | 1.5852e-11 | 0.024494 | 0 | 0 | 0 | 0 | 0 | 0 | 0 | 0 | 0 | 0 | 0 | 20.6123 | 19.7044 | 3.9463e-08 | 40.3167 | 0 | 0.00089516 | 0.00085574 | 1.7138e-12 | 0.0017509 | 0 | 8.3459 | 7.9783 | 1.5978e-08 | 16.3241 | 0 | 0.016863 | 0.01612 | 3.2284e-11 | 0.032983 | 0 | 0.93482 | 0.89365 | 1.7897e-09 | 1.8285 | 0 | 0.96734 | 0.92473 | 1.852e-09 | 1.8921 | 0 | 0.93391 | 0.89278 | 1.788e-09 | 1.8267 | 0 | 0 | 0 | 0 | 0 | 0 | 0 | 0 | 0 | 0 | 0 | 0 | 28.8588 | 5.7797e-08 | 28.8588 | 0 | 0 | 0.26024 | 5.212e-10 | 0.26024 | 0 | 0 | 4.9534 | 9.9205e-09 | 4.9534 | 0 | 0 | 0 | 0 | 0 | 0 | 0 | 0.55135 | 1.1042e-09 | 0.55135 | 0 | 0 | 0.36991 | 7.4083e-10 | 0.36991 | 0 | 0 | 0.1962 | 3.9294e-10 | 0.1962 | 0 | 0 | 0 | 0 | 0 | 0 | 0 | 0 | 0 | 0 | 0 | 0 | 0 | 3.5899e-08 | 3.5899e-08 | 0 | 0 | 0 | 2.0338e-09 | 2.0338e-09 | 0 | 0 | 0 | 2.7028e-10 | 2.7028e-10 | 0 | 0 | 0 | 5.0343e-10 | 5.0343e-10 | 0 | 0 | 0 | 6.6347e-08 | 6.6347e-08 | 0 | 0 | 0 | 4.5537e-09 | 4.5537e-09 | 0 | 0 | 0 | 8.5021e-10 | 8.5021e-10 | 0 | 0 | 0 | 0 | 0 | 0 | 0 | 0 | 0 | 0 | 0 | 0 | 0 | 0 | 0 | 94.0007 | 155.5495 | 183.8882 | 4.5931e-07 | 433.4384
| 3 A:M | 35.7184 | 46.9629 | 44.8609 | 8.2367e-08 | 127.5422 | 9.4489 | 12.4235 | 11.8674 | 2.1789e-08 | 33.7398 | 3.0178 | 3.9679 | 3.7903 | 6.9591e-09 | 10.7759 | 0.037351 | 0.049109 | 0.046911 | 8.6131e-11 | 0.13337 | 44.8539 | 58.9743 | 56.3348 | 1.0343e-07 | 160.1629 | 1.6355 | 2.1503 | 2.0541 | 3.7714e-09 | 5.8399 | 0.52516 | 0.69049 | 0.65958 | 1.211e-09 | 1.8752 | 0.0068972 | 0.0090685 | 0.0086626 | 1.5905e-11 | 0.024628 | 0 | 0 | 0 | 0 | 0 | 0 | 0 | 0 | 0 | 0 | 0 | 21.0891 | 20.1452 | 4.0308e-08 | 41.2344 | 0 | 0.00088053 | 0.00084112 | 1.683e-12 | 0.0017217 | 0 | 7.9715 | 7.6147 | 1.5236e-08 | 15.5862 | 0 | 0.015875 | 0.015164 | 3.0342e-11 | 0.031039 | 0 | 0.95313 | 0.91047 | 1.8218e-09 | 1.8636 | 0 | 0.96986 | 0.92646 | 1.8537e-09 | 1.8963 | 0 | 0.93875 | 0.89674 | 1.7943e-09 | 1.8355 | 0 | 0 | 0 | 0 | 0 | 0 | 0 | 0 | 0 | 0 | 0 | 0 | 28.9802 | 5.7986e-08 | 28.9802 | 0 | 0 | 0.268 | 5.3623e-10 | 0.268 | 0 | 0 | 4.8847 | 9.7738e-09 | 4.8847 | 0 | 0 | 0 | 0 | 0 | 0 | 0 | 0.55367 | 1.1078e-09 | 0.55367 | 0 | 0 | 0.42345 | 8.4728e-10 | 0.42345 | 0 | 0 | 0.19702 | 3.9423e-10 | 0.19702 | 0 | 0 | 0 | 0 | 0 | 0 | 0 | 0 | 0 | 0 | 0 | 0 | 0 | 3.6011e-08 | 3.6011e-08 | 0 | 0 | 0 | 2.0199e-09 | 2.0199e-09 | 0 | 0 | 0 | 2.896e-10 | 2.896e-10 | 0 | 0 | 0 | 5.1861e-10 | 5.1861e-10 | 0 | 0 | 0 | 6.6702e-08 | 6.6702e-08 | 0 | 0 | 0 | 4.4603e-09 | 4.4603e-09 | 0 | 0 | 0 | 8.4443e-10 | 8.4443e-10 | 0 | 0 | 0 | 0 | 0 | 0 | 0 | 0 | 0 | 0 | 0 | 0 | 0 | 0 | 0 | 95.2438 | 157.1666 | 185.4394 | 4.6217e-07 | 437.8498
| 4 A:M | 34.3274 | 45.283 | 43.6013 | 8.0778e-08 | 123.2116 | 9.1688 | 12.0951 | 11.6459 | 2.1576e-08 | 32.9098 | 2.9381 | 3.8758 | 3.7319 | 6.9139e-09 | 10.5458 | 0.036384 | 0.047995 | 0.046213 | 8.5617e-11 | 0.13059 | 42.0846 | 55.516 | 53.4542 | 9.9033e-08 | 151.0548 | 1.5815 | 2.0862 | 2.0087 | 3.7215e-09 | 5.6765 | 0.51236 | 0.67588 | 0.65078 | 1.2057e-09 | 1.839 | 0.006729 | 0.0088766 | 0.008547 | 1.5835e-11 | 0.024153 | 0 | 0 | 0 | 0 | 0 | 0 | 0 | 0 | 0 | 0 | 0 | 20.6605 | 19.8932 | 4.011e-08 | 40.5536 | 0 | 0.00087529 | 0.00084279 | 1.6993e-12 | 0.0017181 | 0 | 7.7159 | 7.4293 | 1.4979e-08 | 15.1452 | 0 | 0.015552 | 0.014974 | 3.0192e-11 | 0.030526 | 0 | 0.96959 | 0.93358 | 1.8823e-09 | 1.9032 | 0 | 0.97148 | 0.9354 | 1.886e-09 | 1.9069 | 0 | 0.91967 | 0.88552 | 1.7854e-09 | 1.8052 | 0 | 0 | 0 | 0 | 0 | 0 | 0 | 0 | 0 | 0 | 0 | 0 | 29.6141 | 5.971e-08 | 29.6141 | 0 | 0 | 0.27475 | 5.5398e-10 | 0.27475 | 0 | 0 | 4.8372 | 9.7531e-09 | 4.8372 | 0 | 0 | 0 | 0 | 0 | 0 | 0 | 0.54723 | 1.1034e-09 | 0.54723 | 0 | 0 | 0.44264 | 8.9248e-10 | 0.44264 | 0 | 0 | 0.19473 | 3.9263e-10 | 0.19473 | 0 | 0 | 0 | 0 | 0 | 0 | 0 | 0 | 0 | 0 | 0 | 0 | 0 | 3.8124e-08 | 3.8124e-08 | 0 | 0 | 0 | 1.9191e-09 | 1.9191e-09 | 0 | 0 | 0 | 3.1313e-10 | 3.1313e-10 | 0 | 0 | 0 | 5.2043e-10 | 5.2043e-10 | 0 | 0 | 0 | 6.615e-08 | 6.615e-08 | 0 | 0 | 0 | 4.5906e-09 | 4.5906e-09 | 0 | 0 | 0 | 8.4455e-10 | 8.4455e-10 | 0 | 0 | 0 | 0 | 0 | 0 | 0 | 0 | 0 | 0 | 0 | 0 | 0 | 0 | 0 | 90.6559 | 150.8423 | 181.1511 | 4.5887e-07 | 422.6493
| 5 A:M | 38.4163 | 50.2865 | 48.4053 | 8.9206e-08 | 137.1081 | 10.1593 | 13.2984 | 12.8009 | 2.3591e-08 | 36.2586 | 3.2147 | 4.208 | 4.0505 | 7.4647e-09 | 11.4732 | 0.037762 | 0.049429 | 0.04758 | 8.7685e-11 | 0.13477 | 46.6348 | 61.0443 | 58.7606 | 1.0829e-07 | 166.4397 | 1.9237 | 2.5181 | 2.4239 | 4.4669e-09 | 6.8656 | 0.54062 | 0.70767 | 0.6812 | 1.2554e-09 | 1.9295 | 0.0071003 | 0.0092941 | 0.0089465 | 1.6487e-11 | 0.025341 | 0 | 0 | 0 | 0 | 0 | 0 | 0 | 0 | 0 | 0 | 0 | 21.2128 | 20.4193 | 4.1103e-08 | 41.6321 | 0 | 0.00093616 | 0.00090114 | 1.8139e-12 | 0.0018373 | 0 | 8.3798 | 8.0663 | 1.6237e-08 | 16.4461 | 0 | 0.016272 | 0.015663 | 3.1529e-11 | 0.031935 | 0 | 1.0284 | 0.9899 | 1.9926e-09 | 2.0183 | 0 | 1.025 | 0.98661 | 1.986e-09 | 2.0116 | 0 | 0.96112 | 0.92516 | 1.8623e-09 | 1.8863 | 0 | 0 | 0 | 0 | 0 | 0 | 0 | 0 | 0 | 0 | 0 | 0 | 31.8926 | 6.4198e-08 | 31.8926 | 0 | 0 | 0.28833 | 5.804e-10 | 0.28833 | 0 | 0 | 5.0409 | 1.0147e-08 | 5.0409 | 0 | 0 | 0 | 0 | 0 | 0 | 0 | 0.57063 | 1.1486e-09 | 0.57063 | 0 | 0 | 0.39294 | 7.9096e-10 | 0.39294 | 0 | 0 | 0.20306 | 4.0874e-10 | 0.20306 | 0 | 0 | 0 | 0 | 0 | 0 | 0 | 0 | 0 | 0 | 0 | 0 | 0 | 4.0398e-08 | 4.0398e-08 | 0 | 0 | 0 | 2.1323e-09 | 2.1323e-09 | 0 | 0 | 0 | 3.896e-10 | 3.896e-10 | 0 | 0 | 0 | 5.4038e-10 | 5.4038e-10 | 0 | 0 | 0 | 7.0401e-08 | 7.0401e-08 | 0 | 0 | 0 | 5.9975e-09 | 5.9975e-09 | 0 | 0 | 0 | 8.9281e-10 | 8.9281e-10 | 0 | 0 | 0 | 0 | 0 | 0 | 0 | 0 | 0 | 0 | 0 | 0 | 0 | 0 | 0 | 100.9342 | 164.7459 | 196.9712 | 4.9562e-07 | 462.6514
| 6 A:M | 43.8387 | 56.9315 | 55.0157 | 9.9264e-08 | 155.786 | 12.8364 | 16.6701 | 16.1091 | 2.9065e-08 | 45.6155 | 4.0542 | 5.2651 | 5.0879 | 9.18e-09 | 14.4072 | 0.04702 | 0.061063 | 0.059008 | 1.0647e-10 | 0.16709 | 62.3132 | 80.9237 | 78.2005 | 1.411e-07 | 221.4374 | 2.2706 | 2.9487 | 2.8495 | 5.1413e-09 | 8.0688 | 1.0082 | 1.3093 | 1.2653 | 2.2829e-09 | 3.5828 | 0.0079449 | 0.010318 | 0.0099705 | 1.799e-11 | 0.028233 | 0 | 0 | 0 | 0 | 0 | 0 | 0 | 0 | 0 | 0 | 0 | 23.8676 | 23.0644 | 4.5867e-08 | 46.9319 | 0 | 0.0011096 | 0.0010722 | 2.1323e-12 | 0.0021818 | 0 | 9.8388 | 9.5077 | 1.8908e-08 | 19.3465 | 0 | 0.020434 | 0.019746 | 3.9269e-11 | 0.040181 | 0 | 1.1886 | 1.1486 | 2.2842e-09 | 2.3372 | 0 | 1.2083 | 1.1676 | 2.322e-09 | 2.3759 | 0 | 1.0624 | 1.0267 | 2.0417e-09 | 2.0891 | 0 | 0 | 0 | 0 | 0 | 0 | 0 | 0 | 0 | 0 | 0 | 0 | 38.021 | 7.5611e-08 | 38.021 | 0 | 0 | 0.31749 | 6.3139e-10 | 0.31749 | 0 | 0 | 5.7381 | 1.1411e-08 | 5.7381 | 0 | 0 | 0 | 0 | 0 | 0 | 0 | 0.94538 | 1.88e-09 | 0.94538 | 0 | 0 | 0.50839 | 1.011e-09 | 0.50839 | 0 | 0 | 0.22428 | 4.4601e-10 | 0.22428 | 0 | 0 | 0 | 0 | 0 | 0 | 0 | 0 | 0 | 0 | 0 | 0 | 0 | 4.3048e-08 | 4.3048e-08 | 0 | 0 | 0 | 2.4643e-09 | 2.4643e-09 | 0 | 0 | 0 | 4.6349e-10 | 4.6349e-10 | 0 | 0 | 0 | 5.9539e-10 | 5.9539e-10 | 0 | 0 | 0 | 8.3049e-08 | 8.3049e-08 | 0 | 0 | 0 | 5.7329e-09 | 5.7329e-09 | 0 | 0 | 0 | 1.0775e-09 | 1.0775e-09 | 0 | 0 | 0 | 0 | 0 | 0 | 0 | 0 | 0 | 0 | 0 | 0 | 0 | 0 | 0 | 126.3762 | 201.307 | 240.2874 | 5.8504e-07 | 567.9706
| 7 A:M | 43.2416 | 56.4788 | 54.8733 | 1.0231e-07 | 154.5937 | 13.1942 | 17.2332 | 16.7433 | 3.1218e-08 | 47.1707 | 3.9733 | 5.1896 | 5.0421 | 9.4009e-09 | 14.205 | 0.048505 | 0.063353 | 0.061552 | 1.1476e-10 | 0.17341 | 59.2063 | 77.3307 | 75.1323 | 1.4008e-07 | 211.6692 | 2.2912 | 2.9925 | 2.9075 | 5.4209e-09 | 8.1911 | 0.99449 | 1.2989 | 1.262 | 2.353e-09 | 3.5554 | 0.0078367 | 0.010236 | 0.0099447 | 1.8542e-11 | 0.028017 | 0 | 0 | 0 | 0 | 0 | 0 | 0 | 0 | 0 | 0 | 0 | 22.8594 | 22.2096 | 4.5621e-08 | 45.069 | 0 | 0.0012096 | 0.0011752 | 2.414e-12 | 0.0023848 | 0 | 11.3225 | 11.0007 | 2.2597e-08 | 22.3232 | 0 | 0.02995 | 0.029099 | 5.9772e-11 | 0.059049 | 0 | 1.247 | 1.2115 | 2.4886e-09 | 2.4585 | 0 | 1.2224 | 1.1876 | 2.4395e-09 | 2.41 | 0 | 1.0546 | 1.0246 | 2.1046e-09 | 2.0791 | 0 | 0 | 0 | 0 | 0 | 0 | 0 | 0 | 0 | 0 | 0 | 0 | 38.5153 | 7.9114e-08 | 38.5153 | 0 | 0 | 0.31479 | 6.4661e-10 | 0.31479 | 0 | 0 | 5.9874 | 1.2299e-08 | 5.9874 | 0 | 0 | 0 | 0 | 0 | 0 | 0 | 1.2584 | 2.5849e-09 | 1.2584 | 0 | 0 | 0.48465 | 9.9553e-10 | 0.48465 | 0 | 0 | 0.2239 | 4.5992e-10 | 0.2239 | 0 | 0 | 0 | 0 | 0 | 0 | 0 | 0 | 0 | 0 | 0 | 0 | 0 | 4.6134e-08 | 4.6134e-08 | 0 | 0 | 0 | 2.5453e-09 | 2.5453e-09 | 0 | 0 | 0 | 6.3442e-10 | 6.3442e-10 | 0 | 0 | 0 | 6.0674e-10 | 6.0674e-10 | 0 | 0 | 0 | 1.013e-07 | 1.013e-07 | 0 | 0 | 0 | 7.2325e-09 | 7.2325e-09 | 0 | 0 | 0 | 1.3905e-09 | 1.3905e-09 | 0 | 0 | 0 | 0 | 0 | 0 | 0 | 0 | 0 | 0 | 0 | 0 | 0 | 0 | 0 | 122.9574 | 198.3344 | 239.4805 | 6.2217e-07 | 560.7723
| 8 A:M | 43.7076 | 56.6351 | 54.698 | 1.0324e-07 | 155.0407 | 13.9898 | 18.1276 | 17.5076 | 3.3046e-08 | 49.625 | 4.4608 | 5.7802 | 5.5825 | 1.0537e-08 | 15.8235 | 0.060648 | 0.078586 | 0.075898 | 1.4326e-10 | 0.21513 | 60.2569 | 78.0791 | 75.4085 | 1.4234e-07 | 213.7445 | 2.334 | 3.0244 | 2.9209 | 5.5133e-09 | 8.2793 | 0.80417 | 1.042 | 1.0064 | 1.8996e-09 | 2.8526 | 0.0079211 | 0.010264 | 0.0099129 | 1.8711e-11 | 0.028098 | 0 | 0 | 0 | 0 | 0 | 0 | 0 | 0 | 0 | 0 | 0 | 21.6631 | 20.9222 | 4.3505e-08 | 42.5853 | 0 | 0.0013214 | 0.0012762 | 2.6538e-12 | 0.0025976 | 0 | 10.9377 | 10.5636 | 2.1966e-08 | 21.5012 | 0 | 0.030265 | 0.02923 | 6.0781e-11 | 0.059496 | 0 | 1.2927 | 1.2484 | 2.596e-09 | 2.5411 | 0 | 1.5043 | 1.4528 | 3.021e-09 | 2.9571 | 0 | 1.057 | 1.0209 | 2.1228e-09 | 2.0779 | 0 | 0 | 0 | 0 | 0 | 0 | 0 | 0 | 0 | 0 | 0 | 0 | 36.1471 | 7.5164e-08 | 36.1471 | 0 | 0 | 0.30855 | 6.416e-10 | 0.30855 | 0 | 0 | 6.1765 | 1.2843e-08 | 6.1765 | 0 | 0 | 0 | 0 | 0 | 0 | 0 | 1.7238 | 3.5845e-09 | 1.7238 | 0 | 0 | 0.66899 | 1.3911e-09 | 0.66899 | 0 | 0 | 0.22306 | 4.6384e-10 | 0.22306 | 0 | 0 | 0 | 0 | 0 | 0 | 0 | 0 | 0 | 0 | 0 | 0 | 0 | 5.3559e-08 | 5.3559e-08 | 0 | 0 | 0 | 2.578e-09 | 2.578e-09 | 0 | 0 | 0 | 6.804e-10 | 6.804e-10 | 0 | 0 | 0 | 6.1976e-10 | 6.1976e-10 | 0 | 0 | 0 | 1.0369e-07 | 1.0369e-07 | 0 | 0 | 0 | 6.4384e-09 | 6.4384e-09 | 0 | 0 | 0 | 1.3772e-09 | 1.3772e-09 | 0 | 0 | 0 | 0 | 0 | 0 | 0 | 0 | 0 | 0 | 0 | 0 | 0 | 0 | 0 | 125.6219 | 199.2635 | 237.696 | 6.3305e-07 | 562.5814
| 9 A:M | 45.0938 | 58.8438 | 56.9766 | 1.0733e-07 | 160.9142 | 14.8683 | 19.402 | 18.7864 | 3.5389e-08 | 53.0567 | 5.1454 | 6.7144 | 6.5013 | 1.2247e-08 | 18.3612 | 0.061275 | 0.079959 | 0.077421 | 1.4584e-10 | 0.21865 | 65.3413 | 85.2652 | 82.5597 | 1.5552e-07 | 233.1661 | 2.3681 | 3.0902 | 2.9922 | 5.6365e-09 | 8.4505 | 0.82967 | 1.0827 | 1.0483 | 1.9747e-09 | 2.9606 | 0.0081723 | 0.010664 | 0.010326 | 1.9451e-11 | 0.029162 | 0 | 0 | 0 | 0 | 0 | 0 | 0 | 0 | 0 | 0 | 0 | 25.0733 | 24.2777 | 5.0563e-08 | 49.351 | 0 | 0.001506 | 0.0014583 | 3.0371e-12 | 0.0029643 | 0 | 11.2837 | 10.9257 | 2.2755e-08 | 22.2093 | 0 | 0.031079 | 0.030093 | 6.2673e-11 | 0.061171 | 0 | 1.3224 | 1.2804 | 2.6667e-09 | 2.6028 | 0 | 1.2676 | 1.2274 | 2.5562e-09 | 2.4949 | 0 | 1.0969 | 1.0621 | 2.2119e-09 | 2.1589 | 0 | 0 | 0 | 0 | 0 | 0 | 0 | 0 | 0 | 0 | 0 | 0 | 38.6907 | 8.0581e-08 | 38.6907 | 0 | 0 | 0.35116 | 7.3137e-10 | 0.35116 | 0 | 0 | 6.6288 | 1.3806e-08 | 6.6288 | 0 | 0 | 0 | 0 | 0 | 0 | 0 | 1.9528 | 4.067e-09 | 1.9528 | 0 | 0 | 0.69872 | 1.4552e-09 | 0.69872 | 0 | 0 | 0.23163 | 4.8242e-10 | 0.23163 | 0 | 0 | 0 | 0 | 0 | 0 | 0 | 0 | 0 | 0 | 0 | 0 | 0 | 6.8371e-08 | 6.8371e-08 | 0 | 0 | 0 | 2.6548e-09 | 2.6548e-09 | 0 | 0 | 0 | 6.9655e-10 | 6.9655e-10 | 0 | 0 | 0 | 6.3018e-10 | 6.3018e-10 | 0 | 0 | 0 | 1.0206e-07 | 1.0206e-07 | 0 | 0 | 0 | 6.4244e-09 | 6.4244e-09 | 0 | 0 | 0 | 1.3745e-09 | 1.3745e-09 | 0 | 0 | 0 | 0 | 0 | 0 | 0 | 0 | 0 | 0 | 0 | 0 | 0 | 0 | 0 | 133.716 | 214.5652 | 256.3108 | 6.8241e-07 | 604.592
| 10 A:M | 63.9916 | 82.3595 | 79.6363 | 1.5054e-07 | 225.9874 | 17.0532 | 21.9481 | 21.2223 | 4.0117e-08 | 60.2236 | 5.8185 | 7.4886 | 7.241 | 1.3688e-08 | 20.5481 | 0.066482 | 0.085564 | 0.082735 | 1.564e-10 | 0.23478 | 69.0809 | 88.9096 | 85.9697 | 1.6251e-07 | 243.9603 | 2.6846 | 3.4551 | 3.3409 | 6.3154e-09 | 9.4805 | 1.1339 | 1.4593 | 1.4111 | 2.6674e-09 | 4.0043 | 0.008935 | 0.0115 | 0.011119 | 2.1019e-11 | 0.031554 | 0 | 0 | 0 | 0 | 0 | 0 | 0 | 0 | 0 | 0 | 0 | 25.541 | 24.6965 | 5.1977e-08 | 50.2374 | 0 | 0.0018774 | 0.0018153 | 3.8206e-12 | 0.0036927 | 0 | 12.2813 | 11.8752 | 2.4993e-08 | 24.1565 | 0 | 0.033443 | 0.032337 | 6.8058e-11 | 0.065781 | 0 | 1.4212 | 1.3742 | 2.8922e-09 | 2.7954 | 0 | 1.4211 | 1.3741 | 2.892e-09 | 2.7952 | 0 | 1.1783 | 1.1393 | 2.3978e-09 | 2.3176 | 0 | 0 | 0 | 0 | 0 | 0 | 0 | 0 | 0 | 0 | 0 | 0 | 41.9657 | 8.8323e-08 | 41.9657 | 0 | 0 | 0.36248 | 7.6289e-10 | 0.36248 | 0 | 0 | 7.2735 | 1.5308e-08 | 7.2735 | 0 | 0 | 0 | 0 | 0 | 0 | 0 | 2.6087 | 5.4903e-09 | 2.6087 | 0 | 0 | 0.86868 | 1.8283e-09 | 0.86868 | 0 | 0 | 0.24755 | 5.21e-10 | 0.24755 | 0 | 0 | 0 | 0 | 0 | 0 | 0 | 0 | 0 | 0 | 0 | 0 | 0 | 9.8134e-08 | 9.8134e-08 | 0 | 0 | 0 | 2.8618e-09 | 2.8618e-09 | 0 | 0 | 0 | 7.5733e-10 | 7.5733e-10 | 0 | 0 | 0 | 7.0128e-10 | 7.0128e-10 | 0 | 0 | 0 | 1.0457e-07 | 1.0457e-07 | 0 | 0 | 0 | 9.0985e-09 | 9.0985e-09 | 0 | 0 | 0 | 1.1949e-09 | 1.1949e-09 | 0 | 0 | 0 | 0 | 0 | 0 | 0 | 0 | 0 | 0 | 0 | 0 | 0 | 0 | 0 | 159.838 | 247.5955 | 292.7352 | 7.9079e-07 | 700.1687
| 11 A:M | 65.4543 | 84.931 | 82.1841 | 1.4519e-07 | 232.5693 | 18.8191 | 24.419 | 23.6292 | 4.1744e-08 | 66.8673 | 6.5931 | 8.5549 | 8.2782 | 1.4625e-08 | 23.4263 | 0.067951 | 0.08817 | 0.085318 | 1.5073e-10 | 0.24144 | 76.1668 | 98.8312 | 95.6348 | 1.6895e-07 | 270.6327 | 2.8173 | 3.6556 | 3.5373 | 6.2491e-09 | 10.0102 | 1.4087 | 1.8279 | 1.7688 | 3.1248e-09 | 5.0055 | 0.0092508 | 0.012004 | 0.011615 | 2.052e-11 | 0.03287 | 0 | 0 | 0 | 0 | 0 | 0 | 0 | 0 | 0 | 0 | 0 | 29.0377 | 28.0985 | 5.5506e-08 | 57.1362 | 0 | 0.0043849 | 0.0042431 | 8.3819e-12 | 0.008628 | 0 | 13.4542 | 13.019 | 2.5718e-08 | 26.4732 | 0 | 0.034604 | 0.033485 | 6.6146e-11 | 0.068088 | 0 | 1.5024 | 1.4538 | 2.8719e-09 | 2.9562 | 0 | 1.3332 | 1.29 | 2.5484e-09 | 2.6232 | 0 | 1.2279 | 1.1882 | 2.3472e-09 | 2.4162 | 0 | 0 | 0 | 0 | 0 | 0 | 0 | 0 | 0 | 0 | 0 | 0 | 44.3097 | 8.753e-08 | 44.3097 | 0 | 0 | 0.36342 | 7.179e-10 | 0.36342 | 0 | 0 | 7.7049 | 1.522e-08 | 7.7049 | 0 | 0 | 0 | 0 | 0 | 0 | 0 | 3.0764 | 6.0771e-09 | 3.0764 | 0 | 0 | 1.0295 | 2.0336e-09 | 1.0295 | 0 | 0 | 0.25759 | 5.0884e-10 | 0.25759 | 0 | 0 | 0 | 0 | 0 | 0 | 0 | 0 | 0 | 0 | 0 | 0 | 0 | 5.739e-08 | 5.739e-08 | 0 | 0 | 0 | 2.7537e-09 | 2.7537e-09 | 0 | 0 | 0 | 7.5781e-10 | 7.5781e-10 | 0 | 0 | 0 | 6.7757e-10 | 6.7757e-10 | 0 | 0 | 0 | 1.0089e-07 | 1.0089e-07 | 0 | 0 | 0 | 6.2753e-09 | 6.2753e-09 | 0 | 0 | 0 | 1.311e-09 | 1.311e-09 | 0 | 0 | 0 | 0 | 0 | 0 | 0 | 0 | 0 | 0 | 0 | 0 | 0 | 0 | 0 | 171.3365 | 268.914 | 316.9582 | 7.5126e-07 | 757.2086
| 12 A:M | 65.3448 | 91.2381 | 87.5871 | 1.5391e-07 | 244.1701 | 19.1983 | 26.8058 | 25.7331 | 4.522e-08 | 71.7372 | 6.4586 | 9.0179 | 8.657 | 1.5213e-08 | 24.1336 | 0.062229 | 0.086887 | 0.08341 | 1.4657e-10 | 0.23253 | 71.9125 | 100.4082 | 96.3903 | 1.6938e-07 | 268.711 | 2.7829 | 3.8857 | 3.7302 | 6.5549e-09 | 10.3987 | 0.69428 | 0.96939 | 0.9306 | 1.6353e-09 | 2.5943 | 0.0091183 | 0.012731 | 0.012222 | 2.1477e-11 | 0.034072 | 0 | 0 | 0 | 0 | 0 | 0 | 0 | 0 | 0 | 0 | 0 | 51.3652 | 49.3098 | 9.7478e-08 | 100.675 | 0 | 0.0060691 | 0.0058262 | 1.1517e-11 | 0.011895 | 0 | 14.7768 | 14.1855 | 2.8042e-08 | 28.9623 | 0 | 0.038582 | 0.037038 | 7.3219e-11 | 0.075621 | 0 | 1.5827 | 1.5194 | 3.0036e-09 | 3.1021 | 0 | 1.4245 | 1.3675 | 2.7034e-09 | 2.7921 | 0 | 1.3033 | 1.2511 | 2.4733e-09 | 2.5544 | 0 | 0 | 0 | 0 | 0 | 0 | 0 | 0 | 0 | 0 | 0 | 0 | 45.8197 | 9.0578e-08 | 45.8197 | 0 | 0 | 0.37714 | 7.4555e-10 | 0.37714 | 0 | 0 | 8.1728 | 1.6156e-08 | 8.1728 | 0 | 0 | 0 | 0 | 0 | 0 | 0 | 2.2786 | 4.5044e-09 | 2.2786 | 0 | 0 | 1.2524 | 2.4759e-09 | 1.2524 | 0 | 0 | 0.27028 | 5.343e-10 | 0.27028 | 0 | 0 | 0 | 0 | 0 | 0 | 0 | 0 | 0 | 0 | 0 | 0 | 0 | 6.1109e-08 | 6.1109e-08 | 0 | 0 | 0 | 2.9098e-09 | 2.9098e-09 | 0 | 0 | 0 | 6.5824e-10 | 6.5824e-10 | 0 | 0 | 0 | 7.3744e-10 | 7.3744e-10 | 0 | 0 | 0 | 1.0962e-07 | 1.0962e-07 | 0 | 0 | 0 | 6.8457e-09 | 6.8457e-09 | 0 | 0 | 0 | 1.3591e-09 | 1.3591e-09 | 0 | 0 | 0 | 0 | 0 | 0 | 0 | 0 | 0 | 0 | 0 | 0 | 0 | 0 | 0 | 166.4628 | 302.9218 | 348.9712 | 8.241e-07 | 818.3558
| 13 P:M | 61.5213 | 81.7263 | 78.8887 | 1.4116e-07 | 222.1363 | 18.7216 | 24.8701 | 24.0066 | 4.2958e-08 | 67.5983 | 5.969 | 7.9294 | 7.6541 | 1.3696e-08 | 21.5525 | 0.062954 | 0.083629 | 0.080726 | 1.4445e-10 | 0.22731 | 69.0526 | 91.731 | 88.546 | 1.5844e-07 | 249.3295 | 2.4753 | 3.2882 | 3.1741 | 5.6797e-09 | 8.9376 | 0.67745 | 0.89994 | 0.86869 | 1.5544e-09 | 2.4461 | 0.0088972 | 0.011819 | 0.011409 | 2.0415e-11 | 0.032125 | 0 | 0 | 0 | 0 | 0 | 0 | 0 | 0 | 0 | 0 | 0 | 33.4164 | 32.2562 | 6.444e-08 | 65.6726 | 0 | 0.005918 | 0.0057125 | 1.1412e-11 | 0.01163 | 0 | 13.7136 | 13.2375 | 2.6445e-08 | 26.9511 | 0 | 0.036022 | 0.034772 | 6.9466e-11 | 0.070794 | 0 | 1.4284 | 1.3788 | 2.7546e-09 | 2.8072 | 0 | 1.2958 | 1.2508 | 2.4988e-09 | 2.5465 | 0 | 1.2112 | 1.1692 | 2.3358e-09 | 2.3804 | 0 | 0 | 0 | 0 | 0 | 0 | 0 | 0 | 0 | 0 | 0 | 0 | 43.6331 | 8.7169e-08 | 43.6331 | 0 | 0 | 0.32105 | 6.4138e-10 | 0.32105 | 0 | 0 | 7.6307 | 1.5244e-08 | 7.6307 | 0 | 0 | 0 | 0 | 0 | 0 | 0 | 1.782 | 3.56e-09 | 1.782 | 0 | 0 | 1.1693 | 2.336e-09 | 1.1693 | 0 | 0 | 0.25365 | 5.0674e-10 | 0.25365 | 0 | 0 | 0 | 0 | 0 | 0 | 0 | 0 | 0 | 0 | 0 | 0 | 0 | 5.9105e-08 | 5.9105e-08 | 0 | 0 | 0 | 2.592e-09 | 2.592e-09 | 0 | 0 | 0 | 6.2638e-10 | 6.2638e-10 | 0 | 0 | 0 | 6.9008e-10 | 6.9008e-10 | 0 | 0 | 0 | 1.0349e-07 | 1.0349e-07 | 0 | 0 | 0 | 6.7618e-09 | 6.7618e-09 | 0 | 0 | 0 | 1.3147e-09 | 1.3147e-09 | 0 | 0 | 0 | 0 | 0 | 0 | 0 | 0 | 0 | 0 | 0 | 0 | 0 | 0 | 0 | 158.4891 | 261.6479 | 307.353 | 7.4626e-07 | 727.49
| 14 P:M | 60.3327 | 81.6982 | 78.621 | 1.4068e-07 | 220.6519 | 18.1659 | 24.599 | 23.6725 | 4.2359e-08 | 66.4374 | 5.873 | 7.9527 | 7.6532 | 1.3694e-08 | 21.4789 | 0.061721 | 0.083579 | 0.080431 | 1.4392e-10 | 0.22573 | 68.0009 | 92.0821 | 88.6137 | 1.5856e-07 | 248.6967 | 2.3508 | 3.1834 | 3.0635 | 5.4816e-09 | 8.5977 | 1.3448 | 1.821 | 1.7525 | 3.1358e-09 | 4.9183 | 0.008831 | 0.011958 | 0.011508 | 2.0592e-11 | 0.032297 | 0 | 0 | 0 | 0 | 0 | 0 | 0 | 0 | 0 | 0 | 0 | 38.6524 | 37.1965 | 7.439e-08 | 75.8489 | 0 | 0.0042263 | 0.0040671 | 8.134e-12 | 0.0082935 | 0 | 13.6875 | 13.172 | 2.6343e-08 | 26.8595 | 0 | 0.036077 | 0.034718 | 6.9433e-11 | 0.070794 | 0 | 1.6412 | 1.5794 | 3.1586e-09 | 3.2206 | 0 | 1.3393 | 1.2889 | 2.5776e-09 | 2.6282 | 0 | 1.2259 | 1.1797 | 2.3594e-09 | 2.4056 | 0 | 0 | 0 | 0 | 0 | 0 | 0 | 0 | 0 | 0 | 0 | 0 | 43.359 | 8.6715e-08 | 43.359 | 0 | 0 | 0.33022 | 6.6042e-10 | 0.33022 | 0 | 0 | 7.6133 | 1.5226e-08 | 7.6133 | 0 | 0 | 0 | 0 | 0 | 0 | 0 | 1.7968 | 3.5936e-09 | 1.7968 | 0 | 0 | 1.2168 | 2.4334e-09 | 1.2168 | 0 | 0 | 0.25577 | 5.1151e-10 | 0.25577 | 0 | 0 | 0 | 0 | 0 | 0 | 0 | 0 | 0 | 0 | 0 | 0 | 0 | 6.5408e-08 | 6.5408e-08 | 0 | 0 | 0 | 2.6608e-09 | 2.6608e-09 | 0 | 0 | 0 | 7.7281e-10 | 7.7281e-10 | 0 | 0 | 0 | 6.8257e-10 | 6.8257e-10 | 0 | 0 | 0 | 1.0072e-07 | 1.0072e-07 | 0 | 0 | 0 | 6.1647e-09 | 6.1647e-09 | 0 | 0 | 0 | 1.204e-09 | 1.204e-09 | 0 | 0 | 0 | 0 | 0 | 0 | 0 | 0 | 0 | 0 | 0 | 0 | 0 | 0 | 0 | 156.1387 | 268.0186 | 312.4953 | 7.5974e-07 | 736.6527
| 15 P:M | 61.7606 | 85.6756 | 87.1238 | 1.5859e-07 | 234.56 | 19.6527 | 27.2626 | 27.7234 | 5.0463e-08 | 74.6386 | 6.2733 | 8.7025 | 8.8496 | 1.6108e-08 | 23.8254 | 0.054537 | 0.075654 | 0.076933 | 1.4004e-10 | 0.20712 | 78.9119 | 109.4681 | 111.3186 | 2.0263e-07 | 299.6985 | 2.7726 | 3.8462 | 3.9112 | 7.1193e-09 | 10.53 | 0.7019 | 0.97369 | 0.99015 | 1.8023e-09 | 2.6657 | 0.0092184 | 0.012788 | 0.013004 | 2.367e-11 | 0.03501 | 0 | 0 | 0 | 0 | 0 | 0 | 0 | 0 | 0 | 0 | 0 | 51.0514 | 51.9143 | 1.0669e-07 | 102.9657 | 0 | 0.004801 | 0.0048822 | 1.0034e-11 | 0.0096832 | 0 | 13.8935 | 14.1284 | 2.9037e-08 | 28.0219 | 0 | 0.038936 | 0.039594 | 8.1373e-11 | 0.078529 | 0 | 1.5413 | 1.5674 | 3.2213e-09 | 3.1087 | 0 | 1.4519 | 1.4765 | 3.0344e-09 | 2.9284 | 0 | 1.3084 | 1.3305 | 2.7345e-09 | 2.6389 | 0 | 0 | 0 | 0 | 0 | 0 | 0 | 0 | 0 | 0 | 0 | 0 | 71.6408 | 1.4724e-07 | 71.6408 | 0 | 0 | 0.38324 | 7.8764e-10 | 0.38324 | 0 | 0 | 8.6841 | 1.7848e-08 | 8.6841 | 0 | 0 | 0 | 0 | 0 | 0 | 0 | 1.6151 | 3.3193e-09 | 1.6151 | 0 | 0 | 1.3996 | 2.8764e-09 | 1.3996 | 0 | 0 | 0.28736 | 5.9059e-10 | 0.28736 | 0 | 0 | 0 | 0 | 0 | 0 | 0 | 0 | 0 | 0 | 0 | 0 | 0 | 1.0792e-07 | 1.0792e-07 | 0 | 0 | 0 | 3.254e-09 | 3.254e-09 | 0 | 0 | 0 | 8.8096e-10 | 8.8096e-10 | 0 | 0 | 0 | 7.881e-10 | 7.881e-10 | 0 | 0 | 0 | 1.2418e-07 | 1.2418e-07 | 0 | 0 | 0 | 7.255e-09 | 7.255e-09 | 0 | 0 | 0 | 1.3796e-09 | 1.3796e-09 | 0 | 0 | 0 | 0 | 0 | 0 | 0 | 0 | 0 | 0 | 0 | 0 | 0 | 0 | 0 | 170.1367 | 305.3074 | 394.4783 | 1e-06 | 869.9223
| 16 P:M | 58.5583 | 76.8096 | 73.2741 | 1.3917e-07 | 208.642 | 18.7398 | 24.5805 | 23.4491 | 4.4537e-08 | 66.7693 | 6.1676 | 8.0899 | 7.7175 | 1.4658e-08 | 21.975 | 0.05172 | 0.06784 | 0.064717 | 1.2292e-10 | 0.18428 | 67.6352 | 88.7156 | 84.632 | 1.6074e-07 | 240.9827 | 2.6438 | 3.4679 | 3.3082 | 6.2834e-09 | 9.42 | 0.89239 | 1.1705 | 1.1167 | 2.1209e-09 | 3.1796 | 0.0087902 | 0.01153 | 0.010999 | 2.0891e-11 | 0.031319 | 0 | 0 | 0 | 0 | 0 | 0 | 0 | 0 | 0 | 0 | 0 | 29.8201 | 28.4474 | 6.0136e-08 | 58.2675 | 0 | 0.0042729 | 0.0040762 | 8.6168e-12 | 0.0083491 | 0 | 12.5757 | 11.9969 | 2.5361e-08 | 24.5726 | 0 | 0.035006 | 0.033395 | 7.0594e-11 | 0.068401 | 0 | 1.409 | 1.3442 | 2.8414e-09 | 2.7532 | 0 | 1.3186 | 1.258 | 2.6592e-09 | 2.5766 | 0 | 1.1822 | 1.1278 | 2.3841e-09 | 2.31 | 0 | 0 | 0 | 0 | 0 | 0 | 0 | 0 | 0 | 0 | 0 | 0 | 38.4803 | 8.1345e-08 | 38.4803 | 0 | 0 | 0.31224 | 6.6005e-10 | 0.31224 | 0 | 0 | 7.3307 | 1.5497e-08 | 7.3307 | 0 | 0 | 0 | 0 | 0 | 0 | 0 | 1.377 | 2.9108e-09 | 1.377 | 0 | 0 | 1.2167 | 2.572e-09 | 1.2167 | 0 | 0 | 0.245 | 5.1792e-10 | 0.245 | 0 | 0 | 0 | 0 | 0 | 0 | 0 | 0 | 0 | 0 | 0 | 0 | 0 | 9.6628e-08 | 9.6628e-08 | 0 | 0 | 0 | 2.9074e-09 | 2.9074e-09 | 0 | 0 | 0 | 7.7075e-10 | 7.7075e-10 | 0 | 0 | 0 | 6.8038e-10 | 6.8038e-10 | 0 | 0 | 0 | 1.0892e-07 | 1.0892e-07 | 0 | 0 | 0 | 6.4886e-09 | 6.4886e-09 | 0 | 0 | 0 | 1.2627e-09 | 1.2627e-09 | 0 | 0 | 0 | 0 | 0 | 0 | 0 | 0 | 0 | 0 | 0 | 0 | 0 | 0 | 0 | 154.6976 | 249.2583 | 286.7468 | 7.8227e-07 | 690.7027
| 17 P:M | 58.3199 | 76.0491 | 72.5265 | 1.3746e-07 | 206.8954 | 18.2171 | 23.7551 | 22.6547 | 4.2937e-08 | 64.6269 | 5.7033 | 7.4371 | 7.0926 | 1.3442e-08 | 20.233 | 0.049486 | 0.06453 | 0.061541 | 1.1664e-10 | 0.17556 | 60.1489 | 78.4342 | 74.8011 | 1.4177e-07 | 213.3842 | 2.657 | 3.4648 | 3.3043 | 6.2625e-09 | 9.4261 | 1.0844 | 1.414 | 1.3485 | 2.5558e-09 | 3.8469 | 0.008545 | 0.011143 | 0.010627 | 2.014e-11 | 0.030314 | 0 | 0 | 0 | 0 | 0 | 0 | 0 | 0 | 0 | 0 | 0 | 26.1491 | 24.9378 | 5.2431e-08 | 51.0869 | 0 | 0.004128 | 0.0039368 | 8.277e-12 | 0.0080648 | 0 | 12.7708 | 12.1793 | 2.5607e-08 | 24.9501 | 0 | 0.033554 | 0.032 | 6.7278e-11 | 0.065553 | 0 | 1.3607 | 1.2977 | 2.7284e-09 | 2.6585 | 0 | 1.28 | 1.2207 | 2.5665e-09 | 2.5007 | 0 | 1.1439 | 1.0909 | 2.2936e-09 | 2.2349 | 0 | 0 | 0 | 0 | 0 | 0 | 0 | 0 | 0 | 0 | 0 | 0 | 36.1048 | 7.5909e-08 | 36.1048 | 0 | 0 | 0.33236 | 6.9877e-10 | 0.33236 | 0 | 0 | 6.907 | 1.4522e-08 | 6.907 | 0 | 0 | 0 | 0 | 0 | 0 | 0 | 2.0015 | 4.2081e-09 | 2.0015 | 0 | 0 | 1.1156 | 2.3455e-09 | 1.1156 | 0 | 0 | 0.23741 | 4.9916e-10 | 0.23741 | 0 | 0 | 0 | 0 | 0 | 0 | 0 | 0 | 0 | 0 | 0 | 0 | 0 | 8.9652e-08 | 8.9652e-08 | 0 | 0 | 0 | 2.8412e-09 | 2.8412e-09 | 0 | 0 | 0 | 7.5781e-10 | 7.5781e-10 | 0 | 0 | 0 | 6.7146e-10 | 6.7146e-10 | 0 | 0 | 0 | 9.792e-08 | 9.792e-08 | 0 | 0 | 0 | 7.1979e-09 | 7.1979e-09 | 0 | 0 | 0 | 1.3775e-09 | 1.3775e-09 | 0 | 0 | 0 | 0 | 0 | 0 | 0 | 0 | 0 | 0 | 0 | 0 | 0 | 0 | 0 | 146.1886 | 233.3722 | 269.2612 | 7.2886e-07 | 648.822
| 18 P:M | 61.8293 | 80.8289 | 78.0519 | 1.4474e-07 | 220.7101 | 17.2554 | 22.5579 | 21.7829 | 4.0395e-08 | 61.5962 | 5.227 | 6.8333 | 6.5985 | 1.2236e-08 | 18.6588 | 0.054244 | 0.070912 | 0.068476 | 1.2698e-10 | 0.19363 | 54.4151 | 71.1363 | 68.6923 | 1.2739e-07 | 194.2437 | 2.6552 | 3.4711 | 3.3519 | 6.2158e-09 | 9.4782 | 1.5012 | 1.9625 | 1.8951 | 3.5143e-09 | 5.3588 | 0.0084497 | 0.011046 | 0.010667 | 1.9781e-11 | 0.030163 | 0 | 0 | 0 | 0 | 0 | 0 | 0 | 0 | 0 | 0 | 0 | 25.4879 | 24.6123 | 5.0621e-08 | 50.1002 | 0 | 0.0043038 | 0.0041559 | 8.5476e-12 | 0.0084597 | 0 | 13.402 | 12.9416 | 2.6617e-08 | 26.3436 | 0 | 0.032739 | 0.031615 | 6.5023e-11 | 0.064354 | 0 | 1.3245 | 1.279 | 2.6305e-09 | 2.6035 | 0 | 1.3106 | 1.2656 | 2.603e-09 | 2.5762 | 0 | 1.1346 | 1.0956 | 2.2533e-09 | 2.2301 | 0 | 0 | 0 | 0 | 0 | 0 | 0 | 0 | 0 | 0 | 0 | 0 | 38.653 | 7.9499e-08 | 38.653 | 0 | 0 | 0.34557 | 7.1075e-10 | 0.34557 | 0 | 0 | 6.6556 | 1.3689e-08 | 6.6556 | 0 | 0 | 0 | 0 | 0 | 0 | 0 | 3.1169 | 6.4106e-09 | 3.1169 | 0 | 0 | 1.1044 | 2.2715e-09 | 1.1044 | 0 | 0 | 0.23853 | 4.9059e-10 | 0.23853 | 0 | 0 | 0 | 0 | 0 | 0 | 0 | 0 | 0 | 0 | 0 | 0 | 0 | 8.5744e-08 | 8.5744e-08 | 0 | 0 | 0 | 2.8644e-09 | 2.8644e-09 | 0 | 0 | 0 | 7.3726e-10 | 7.3726e-10 | 0 | 0 | 0 | 6.6653e-10 | 6.6653e-10 | 0 | 0 | 0 | 8.3326e-08 | 8.3326e-08 | 0 | 0 | 0 | 6.4461e-09 | 6.4461e-09 | 0 | 0 | 0 | 1.4555e-09 | 1.4555e-09 | 0 | 0 | 0 | 0 | 0 | 0 | 0 | 0 | 0 | 0 | 0 | 0 | 0 | 0 | 0 | 142.946 | 229.5685 | 271.7954 | 7.0374e-07 | 644.3099
| 19 P:M | 67.4837 | 87.3949 | 83.7496 | 1.4467e-07 | 238.6282 | 19.6596 | 25.4602 | 24.3982 | 4.2147e-08 | 69.5179 | 5.2163 | 6.7554 | 6.4736 | 1.1183e-08 | 18.4452 | 0.053912 | 0.069819 | 0.066907 | 1.1558e-10 | 0.19064 | 57.1977 | 74.0739 | 70.9842 | 1.2262e-07 | 202.2558 | 2.7025 | 3.4999 | 3.3539 | 5.7937e-09 | 9.5564 | 1.3341 | 1.7277 | 1.6556 | 2.86e-09 | 4.7174 | 0.0087605 | 0.011345 | 0.010872 | 1.8781e-11 | 0.030978 | 0 | 0 | 0 | 0 | 0 | 0 | 0 | 0 | 0 | 0 | 0 | 24.3031 | 23.2894 | 4.4715e-08 | 47.5926 | 0 | 0.004369 | 0.0041868 | 8.0385e-12 | 0.0085558 | 0 | 14.3087 | 13.7118 | 2.6326e-08 | 28.0205 | 0 | 0.040741 | 0.039042 | 7.496e-11 | 0.079783 | 0 | 1.2784 | 1.225 | 2.352e-09 | 2.5034 | 0 | 1.3241 | 1.2688 | 2.4361e-09 | 2.5929 | 0 | 1.1635 | 1.1149 | 2.1407e-09 | 2.2784 | 0 | 0 | 0 | 0 | 0 | 0 | 0 | 0 | 0 | 0 | 0 | 0 | 38.0746 | 7.3102e-08 | 38.0746 | 0 | 0 | 0.32274 | 6.1965e-10 | 0.32274 | 0 | 0 | 6.6414 | 1.2751e-08 | 6.6414 | 0 | 0 | 0 | 0 | 0 | 0 | 0 | 3.0655 | 5.8858e-09 | 3.0655 | 0 | 0 | 1.039 | 1.9949e-09 | 1.039 | 0 | 0 | 0.24242 | 4.6544e-10 | 0.24242 | 0 | 0 | 0 | 0 | 0 | 0 | 0 | 0 | 0 | 0 | 0 | 0 | 0 | 5.0901e-08 | 5.0901e-08 | 0 | 0 | 0 | 2.5981e-09 | 2.5981e-09 | 0 | 0 | 0 | 6.9235e-10 | 6.9235e-10 | 0 | 0 | 0 | 6.2692e-10 | 6.2692e-10 | 0 | 0 | 0 | 6.7095e-08 | 6.7095e-08 | 0 | 0 | 0 | 6.782e-09 | 6.782e-09 | 0 | 0 | 0 | 1.458e-09 | 1.458e-09 | 0 | 0 | 0 | 0 | 0 | 0 | 0 | 0 | 0 | 0 | 0 | 0 | 0 | 0 | 0 | 153.6566 | 241.4159 | 280.7318 | 6.3244e-07 | 675.8043
| 20 P:M | 64.8952 | 83.9484 | 80.3234 | 1.3991e-07 | 229.1671 | 17.7375 | 22.9452 | 21.9544 | 3.8239e-08 | 62.637 | 4.7162 | 6.1009 | 5.8375 | 1.0168e-08 | 16.6547 | 0.047644 | 0.061632 | 0.058971 | 1.0271e-10 | 0.16825 | 49.5408 | 64.0859 | 61.3186 | 1.068e-07 | 174.9453 | 2.4825 | 3.2113 | 3.0727 | 5.3519e-09 | 8.7664 | 1.7047 | 2.2053 | 2.11 | 3.6752e-09 | 6.02 | 0.0083959 | 0.010861 | 0.010392 | 1.81e-11 | 0.029649 | 0 | 0 | 0 | 0 | 0 | 0 | 0 | 0 | 0 | 0 | 0 | 23.3082 | 22.3017 | 4.2993e-08 | 45.6099 | 0 | 0.0036128 | 0.0034568 | 6.664e-12 | 0.0070695 | 0 | 12.6251 | 12.0799 | 2.3288e-08 | 24.7049 | 0 | 0.037898 | 0.036261 | 6.9904e-11 | 0.074159 | 0 | 1.1843 | 1.1331 | 2.1845e-09 | 2.3174 | 0 | 1.2097 | 1.1575 | 2.2314e-09 | 2.3672 | 0 | 1.1158 | 1.0677 | 2.0582e-09 | 2.1835 | 0 | 0 | 0 | 0 | 0 | 0 | 0 | 0 | 0 | 0 | 0 | 0 | 35.3804 | 6.8207e-08 | 35.3804 | 0 | 0 | 0.25169 | 4.8521e-10 | 0.25169 | 0 | 0 | 6.3165 | 1.2177e-08 | 6.3165 | 0 | 0 | 0 | 0 | 0 | 0 | 0 | 2.942 | 5.6717e-09 | 2.942 | 0 | 0 | 0.97522 | 1.88e-09 | 0.97522 | 0 | 0 | 0.23265 | 4.4851e-10 | 0.23265 | 0 | 0 | 0 | 0 | 0 | 0 | 0 | 0 | 0 | 0 | 0 | 0 | 0 | 4.9146e-08 | 4.9146e-08 | 0 | 0 | 0 | 2.4612e-09 | 2.4612e-09 | 0 | 0 | 0 | 3.4797e-10 | 3.4797e-10 | 0 | 0 | 0 | 6.0085e-10 | 6.0085e-10 | 0 | 0 | 0 | 6.3295e-08 | 6.3295e-08 | 0 | 0 | 0 | 6.4308e-09 | 6.4308e-09 | 0 | 0 | 0 | 1.3419e-09 | 1.3419e-09 | 0 | 0 | 0 | 0 | 0 | 0 | 0 | 0 | 0 | 0 | 0 | 0 | 0 | 0 | 0 | 141.133 | 222.0541 | 258.5641 | 5.8959e-07 | 621.7511
| 21 P:M | 60.8502 | 78.8013 | 74.8663 | 1.3051e-07 | 214.5178 | 16.2181 | 21.0026 | 19.9538 | 3.4785e-08 | 57.1745 | 4.5315 | 5.8683 | 5.5753 | 9.7193e-09 | 15.9751 | 0.045746 | 0.059242 | 0.056283 | 9.8118e-11 | 0.16127 | 47.2791 | 61.2266 | 58.1693 | 1.0141e-07 | 166.6749 | 2.3995 | 3.1074 | 2.9522 | 5.1465e-09 | 8.4591 | 1.2392 | 1.6047 | 1.5246 | 2.6578e-09 | 4.3685 | 0.0081373 | 0.010538 | 0.010012 | 1.7453e-11 | 0.028687 | 0 | 0 | 0 | 0 | 0 | 0 | 0 | 0 | 0 | 0 | 0 | 22.2169 | 21.1075 | 4.0601e-08 | 43.3244 | 0 | 0.00249 | 0.0023657 | 4.5505e-12 | 0.0048557 | 0 | 12.3221 | 11.7068 | 2.2518e-08 | 24.0288 | 0 | 0.035358 | 0.033592 | 6.4616e-11 | 0.06895 | 0 | 1.0898 | 1.0354 | 1.9916e-09 | 2.1251 | 0 | 1.1504 | 1.0929 | 2.1023e-09 | 2.2433 | 0 | 1.084 | 1.0299 | 1.9811e-09 | 2.114 | 0 | 0 | 0 | 0 | 0 | 0 | 0 | 0 | 0 | 0 | 0 | 0 | 31.9389 | 6.1436e-08 | 31.9389 | 0 | 0 | 0.28915 | 5.5619e-10 | 0.28915 | 0 | 0 | 6.1148 | 1.1762e-08 | 6.1148 | 0 | 0 | 0 | 0 | 0 | 0 | 0 | 2.6843 | 5.1634e-09 | 2.6843 | 0 | 0 | 0.95097 | 1.8292e-09 | 0.95097 | 0 | 0 | 0.22476 | 4.3233e-10 | 0.22476 | 0 | 0 | 0 | 0 | 0 | 0 | 0 | 0 | 0 | 0 | 0 | 0 | 0 | 4.2541e-08 | 4.2541e-08 | 0 | 0 | 0 | 2.3626e-09 | 2.3626e-09 | 0 | 0 | 0 | 3.3596e-10 | 3.3596e-10 | 0 | 0 | 0 | 6.5447e-10 | 6.5447e-10 | 0 | 0 | 0 | 6.2031e-08 | 6.2031e-08 | 0 | 0 | 0 | 5.5913e-09 | 5.5913e-09 | 0 | 0 | 0 | 1.291e-09 | 1.291e-09 | 0 | 0 | 0 | 0 | 0 | 0 | 0 | 0 | 0 | 0 | 0 | 0 | 0 | 0 | 0 | 132.5715 | 209.5816 | 241.319 | 5.4959e-07 | 583.4721
| 22 P:M | 58.0691 | 75.086 | 71.1972 | 1.2482e-07 | 204.3523 | 14.9922 | 19.3856 | 18.3816 | 3.2227e-08 | 52.7594 | 4.0167 | 5.1938 | 4.9248 | 8.6343e-09 | 14.1353 | 0.043694 | 0.056499 | 0.053572 | 9.3924e-11 | 0.15377 | 51.2218 | 66.2322 | 62.8019 | 1.1011e-07 | 180.256 | 2.4079 | 3.1136 | 2.9523 | 5.1761e-09 | 8.4738 | 1.2365 | 1.5988 | 1.516 | 2.6579e-09 | 4.3513 | 0.0081196 | 0.010499 | 0.0099553 | 1.7454e-11 | 0.028574 | 0 | 0 | 0 | 0 | 0 | 0 | 0 | 0 | 0 | 0 | 0 | 22.1371 | 20.9906 | 4.0589e-08 | 43.1277 | 0 | 0.0016304 | 0.001546 | 2.9894e-12 | 0.0031764 | 0 | 11.8594 | 11.2452 | 2.1745e-08 | 23.1046 | 0 | 0.036 | 0.034136 | 6.6009e-11 | 0.070136 | 0 | 1.0889 | 1.0325 | 1.9966e-09 | 2.1214 | 0 | 1.1984 | 1.1363 | 2.1973e-09 | 2.3347 | 0 | 1.0802 | 1.0242 | 1.9805e-09 | 2.1044 | 0 | 0 | 0 | 0 | 0 | 0 | 0 | 0 | 0 | 0 | 0 | 0 | 31.7677 | 6.1429e-08 | 31.7677 | 0 | 0 | 0.29464 | 5.6974e-10 | 0.29464 | 0 | 0 | 5.9802 | 1.1564e-08 | 5.9802 | 0 | 0 | 0 | 0 | 0 | 0 | 0 | 2.3558 | 4.5554e-09 | 2.3558 | 0 | 0 | 0.81524 | 1.5764e-09 | 0.81524 | 0 | 0 | 0.22355 | 4.3228e-10 | 0.22355 | 0 | 0 | 0 | 0 | 0 | 0 | 0 | 0 | 0 | 0 | 0 | 0 | 0 | 4.3365e-08 | 4.3365e-08 | 0 | 0 | 0 | 2.3529e-09 | 2.3529e-09 | 0 | 0 | 0 | 3.3601e-10 | 3.3601e-10 | 0 | 0 | 0 | 6.234e-10 | 6.234e-10 | 0 | 0 | 0 | 6.3954e-08 | 6.3954e-08 | 0 | 0 | 0 | 5.552e-09 | 5.552e-09 | 0 | 0 | 0 | 1.115e-09 | 1.115e-09 | 0 | 0 | 0 | 0 | 0 | 0 | 0 | 0 | 0 | 0 | 0 | 0 | 0 | 0 | 0 | 131.996 | 208.0787 | 238.739 | 5.4974e-07 | 578.8137
| 23 P:M | 51.63 | 66.7785 | 62.944 | 1.1256e-07 | 181.3526 | 13.086 | 16.9255 | 15.9536 | 2.8528e-08 | 45.965 | 3.7061 | 4.7935 | 4.5183 | 8.0796e-09 | 13.0179 | 0.0407 | 0.052641 | 0.049619 | 8.8728e-11 | 0.14296 | 46.8519 | 60.5983 | 57.1188 | 1.0214e-07 | 164.569 | 2.1584 | 2.7917 | 2.6314 | 4.7055e-09 | 7.5816 | 0.78025 | 1.0092 | 0.95123 | 1.701e-09 | 2.7407 | 0.0076856 | 0.0099405 | 0.0093698 | 1.6755e-11 | 0.026996 | 0 | 0 | 0 | 0 | 0 | 0 | 0 | 0 | 0 | 0 | 0 | 20.6014 | 19.4185 | 3.8106e-08 | 40.0199 | 0 | 0.0012688 | 0.0011959 | 2.3468e-12 | 0.0024647 | 0 | 10.5162 | 9.9124 | 1.9452e-08 | 20.4286 | 0 | 0.030258 | 0.028521 | 5.5968e-11 | 0.058779 | 0 | 1.0539 | 0.9934 | 1.9494e-09 | 2.0473 | 0 | 1.1598 | 1.0932 | 2.1453e-09 | 2.2531 | 0 | 1.0249 | 0.96608 | 1.8958e-09 | 1.991 | 0 | 0 | 0 | 0 | 0 | 0 | 0 | 0 | 0 | 0 | 0 | 0 | 29.5147 | 5.7919e-08 | 29.5147 | 0 | 0 | 0.29177 | 5.7256e-10 | 0.29177 | 0 | 0 | 5.6165 | 1.1022e-08 | 5.6165 | 0 | 0 | 0 | 0 | 0 | 0 | 0 | 0.59409 | 1.1658e-09 | 0.59409 | 0 | 0 | 0.68472 | 1.3437e-09 | 0.68472 | 0 | 0 | 0.21141 | 4.1486e-10 | 0.21141 | 0 | 0 | 0 | 0 | 0 | 0 | 0 | 0 | 0 | 0 | 0 | 0 | 0 | 4.0146e-08 | 4.0146e-08 | 0 | 0 | 0 | 2.3003e-09 | 2.3003e-09 | 0 | 0 | 0 | 3.2326e-10 | 3.2326e-10 | 0 | 0 | 0 | 6.2165e-10 | 6.2165e-10 | 0 | 0 | 0 | 6.5631e-08 | 6.5631e-08 | 0 | 0 | 0 | 4.9429e-09 | 4.9429e-09 | 0 | 0 | 0 | 9.9663e-10 | 9.9663e-10 | 0 | 0 | 0 | 0 | 0 | 0 | 0 | 0 | 0 | 0 | 0 | 0 | 0 | 0 | 0 | 118.2611 | 187.3471 | 213.5028 | 5.0882e-07 | 519.1111
| 24 P:M | 49.1138 | 62.9924 | 59.337 | 1.0638e-07 | 171.4432 | 12.103 | 15.5231 | 14.6223 | 2.6215e-08 | 42.2485 | 3.5164 | 4.51 | 4.2483 | 7.6164e-09 | 12.2747 | 0.039854 | 0.051116 | 0.04815 | 8.6323e-11 | 0.13912 | 47.5124 | 60.9385 | 57.4024 | 1.0291e-07 | 165.8533 | 2.0049 | 2.5714 | 2.4222 | 4.3425e-09 | 6.9985 | 0.57675 | 0.73973 | 0.6968 | 1.2492e-09 | 2.0133 | 0.0075747 | 0.0097152 | 0.0091514 | 1.6407e-11 | 0.026441 | 0 | 0 | 0 | 0 | 0 | 0 | 0 | 0 | 0 | 0 | 0 | 18.9606 | 17.8604 | 3.5069e-08 | 36.821 | 0 | 0.0010858 | 0.0010228 | 2.0082e-12 | 0.0021086 | 0 | 9.7518 | 9.1859 | 1.8036e-08 | 18.9378 | 0 | 0.025165 | 0.023704 | 4.6543e-11 | 0.048869 | 0 | 1.003 | 0.94478 | 1.8551e-09 | 1.9478 | 0 | 1.0699 | 1.0078 | 1.9789e-09 | 2.0778 | 0 | 1.0023 | 0.9441 | 1.8537e-09 | 1.9464 | 0 | 0 | 0 | 0 | 0 | 0 | 0 | 0 | 0 | 0 | 0 | 0 | 28.3581 | 5.568e-08 | 28.3581 | 0 | 0 | 0.27417 | 5.3832e-10 | 0.27417 | 0 | 0 | 5.4944 | 1.0788e-08 | 5.4944 | 0 | 0 | 0 | 0 | 0 | 0 | 0 | 0.58119 | 1.1411e-09 | 0.58119 | 0 | 0 | 0.66041 | 1.2967e-09 | 0.66041 | 0 | 0 | 0.20682 | 4.0608e-10 | 0.20682 | 0 | 0 | 0 | 0 | 0 | 0 | 0 | 0 | 0 | 0 | 0 | 0 | 0 | 3.4706e-08 | 3.4706e-08 | 0 | 0 | 0 | 2.2385e-09 | 2.2385e-09 | 0 | 0 | 0 | 3.1672e-10 | 3.1672e-10 | 0 | 0 | 0 | 6.236e-10 | 6.236e-10 | 0 | 0 | 0 | 6.7636e-08 | 6.7636e-08 | 0 | 0 | 0 | 4.5369e-09 | 4.5369e-09 | 0 | 0 | 0 | 8.618e-10 | 8.618e-10 | 0 | 0 | 0 | 0 | 0 | 0 | 0 | 0 | 0 | 0 | 0 | 0 | 0 | 0 | 0 | 114.8747 | 179.1499 | 204.3292 | 4.8843e-07 | 498.3538
| Max | 67.4837 | 91.2381 | 87.5871 | 1.5859e-07 | 244.1701 | 19.6596 | 27.2626 | 27.7234 | 5.0463e-08 | 74.6386 | 6.5931 | 9.0179 | 8.8496 | 1.6108e-08 | 24.1336 | 0.067951 | 0.08817 | 0.085318 | 1.564e-10 | 0.24144 | 78.9119 | 109.4681 | 111.3186 | 2.0263e-07 | 299.6985 | 2.8173 | 3.8857 | 3.9112 | 7.1193e-09 | 10.53 | 1.7047 | 2.2053 | 2.11 | 3.6752e-09 | 6.02 | 0.0092508 | 0.012788 | 0.013004 | 2.367e-11 | 0.03501 | 0 | 0 | 0 | 0 | 0 | 0 | 0 | 0 | 0 | 0 | 0 | 51.3652 | 51.9143 | 1.0669e-07 | 102.9657 | 0 | 0.0060691 | 0.0058262 | 1.1517e-11 | 0.011895 | 0 | 14.7768 | 14.1855 | 2.9037e-08 | 28.9623 | 0 | 0.040741 | 0.039594 | 8.1373e-11 | 0.079783 | 0 | 1.6412 | 1.5794 | 3.2213e-09 | 3.2206 | 0 | 1.5043 | 1.4765 | 3.0344e-09 | 2.9571 | 0 | 1.3084 | 1.3305 | 2.7345e-09 | 2.6389 | 0 | 0 | 0 | 0 | 0 | 0 | 0 | 0 | 0 | 0 | 0 | 0 | 71.6408 | 1.4724e-07 | 71.6408 | 0 | 0 | 0.38324 | 7.8764e-10 | 0.38324 | 0 | 0 | 8.6841 | 1.7848e-08 | 8.6841 | 0 | 0 | 0 | 0 | 0 | 0 | 0 | 3.1169 | 6.4106e-09 | 3.1169 | 0 | 0 | 1.3996 | 2.8764e-09 | 1.3996 | 0 | 0 | 0.28736 | 5.9059e-10 | 0.28736 | 0 | 0 | 0 | 0 | 0 | 0 | 0 | 0 | 0 | 0 | 0 | 0 | 0 | 1.0792e-07 | 1.0792e-07 | 0 | 0 | 0 | 3.254e-09 | 3.254e-09 | 0 | 0 | 0 | 8.8096e-10 | 8.8096e-10 | 0 | 0 | 0 | 7.881e-10 | 7.881e-10 | 0 | 0 | 0 | 1.2418e-07 | 1.2418e-07 | 0 | 0 | 0 | 9.0985e-09 | 9.0985e-09 | 0 | 0 | 0 | 1.458e-09 | 1.458e-09 | 0 | 0 | 0 | 0 | 0 | 0 | 0 | 0 | 0 | 0 | 0 | 0 | 0 | 0 | 0 | 171.3365 | 305.3074 | 394.4783 | 1e-06 | 869.9223
Note on AQ5: GDC: New Category
Note on AR5: GDC: New Category
Note on CJ5: GDC: New Category
Note on CO5: GDC: New Category
Note on EC5: GDC: New Category
Note on ED5: GDC: New Category
Note on GE5: GDC: New Category
Note on GF5: GDC: New Category

## Tech-Loss-LT
TECH-LOSS-LT
Low Tension Categories
| Hour of the Day | Domestic (LT I) | Commercial (LT II) | Industry (LT III) | Cottage Industry (LT IV) | Agriculture (LT V) | Street Lighting & PWS (LT VI) | Others (LT VII & LT VIII) | Spare | CPWS (Carved out of LT -VI CPWS sales & LT: III Industry Category) | Others 2 | Total | Load Square | Profile | Hourly Loss Load (LT) | Hourly Loss Load (HT 11kV) | Hourly Loss Load (HT 33kV) | Hourly Loss Load (EHT)
| 1 A:M | 1016.443 | 274.4413 | 84.3505 | 0.98487 | 1095.5771 | 63.9023 | 14.5115 | 0.19059 | 0 | 0 | 2550.4011 | 6504545.8137 | 52.2% | 89.443 | 118.9197 | 113.5107 | 2.3466e-07 | 72.25%
| 2 A:M | 1001.712 | 272.6823 | 82.5893 | 0.99224 | 1195.1701 | 46.726 | 14.5115 | 0.19059 | 0 | 0 | 2614.5739 | 6835996.8985 | 54.86% | 94.0007 | 123.7376 | 118.2875 | 2.1747e-07 | 74.07%
| 3 A:M | 986.9809 | 261.0942 | 83.3892 | 1.0321 | 1239.4155 | 45.1917 | 14.5115 | 0.19059 | 0 | 0 | 2631.8057 | 6926401.1469 | 55.59% | 95.2438 | 125.2275 | 119.6227 | 2.1963e-07 | 74.56%
| 4 A:M | 972.2499 | 259.6879 | 83.2154 | 1.0305 | 1191.9574 | 44.7923 | 14.5115 | 0.19059 | 0 | 0 | 2567.6354 | 6592751.6234 | 52.91% | 90.6559 | 119.5888 | 115.1476 | 2.1333e-07 | 72.74%
| 5 A:M | 1031.1741 | 272.6971 | 86.2885 | 1.0136 | 1251.7739 | 51.6353 | 14.5115 | 0.19059 | 0 | 0 | 2709.2845 | 7340222.4471 | 58.91% | 100.9342 | 132.1216 | 127.1789 | 2.3438e-07 | 76.75%
| 6 A:M | 1051.6229 | 307.9246 | 97.2551 | 1.1279 | 1494.7984 | 54.4678 | 24.1858 | 0.19059 | 0 | 0 | 3031.573 | 9190434.9005 | 73.76% | 126.3762 | 164.1198 | 158.597 | 2.8615e-07 | 85.88%
| 7 A:M | 1051.6229 | 320.8784 | 96.6293 | 1.1796 | 1439.8788 | 55.7202 | 24.1858 | 0.19059 | 0 | 0 | 2990.2855 | 8941807.5417 | 71.76% | 122.9574 | 160.5974 | 156.0319 | 2.9092e-07 | 84.71%
| 8 A:M | 1051.6229 | 336.6005 | 107.3293 | 1.4592 | 1449.8039 | 56.1575 | 19.3486 | 0.19059 | 0 | 0 | 3022.5124 | 9135581.3918 | 73.32% | 125.6219 | 162.7772 | 157.2097 | 2.9674e-07 | 85.63%
| 9 A:M | 1051.6229 | 346.7418 | 119.9958 | 1.429 | 1523.8113 | 55.2264 | 19.3486 | 0.19059 | 0 | 0 | 3118.3664 | 9724209.0025 | 78.04% | 133.716 | 174.4888 | 168.9523 | 3.1826e-07 | 88.34%
| 10 A:M | 1364.9554 | 363.7483 | 124.1095 | 1.4181 | 1473.5107 | 57.2621 | 24.1858 | 0.19059 | 0 | 0 | 3409.3805 | 11623875.2314 | 93.29% | 159.838 | 205.7174 | 198.9151 | 3.7602e-07 | 96.59%
| 11 A:M | 1348.492 | 387.7122 | 135.831 | 1.3999 | 1569.1928 | 58.0412 | 29.0229 | 0.19059 | 0 | 0 | 3529.8827 | 12460071.7743 | 100% | 171.3365 | 222.3197 | 215.1294 | 3.8005e-07 | 100%
| 12 A:M | 1365.8032 | 401.2729 | 134.9948 | 1.3007 | 1503.0763 | 58.1669 | 14.5115 | 0.19059 | 0 | 0 | 3479.3169 | 12105645.8823 | 97.16% | 166.4628 | 232.4246 | 223.124 | 3.9209e-07 | 98.57%
| 13 P:M | 1317.8363 | 401.0309 | 127.8616 | 1.3485 | 1479.1614 | 53.0227 | 14.5115 | 0.19059 | 0 | 0 | 3394.9634 | 11525776.2619 | 92.5% | 158.4891 | 210.5404 | 203.2303 | 3.6366e-07 | 96.18%
| 14 P:M | 1302.0648 | 392.0467 | 126.7468 | 1.332 | 1467.5568 | 50.7347 | 29.0229 | 0.19059 | 0 | 0 | 3369.6954 | 11354847.2194 | 91.13% | 156.1387 | 211.432 | 203.4682 | 3.6408e-07 | 95.46%
| 15 P:M | 1276.8738 | 406.31 | 129.6982 | 1.1275 | 1631.4684 | 57.3221 | 14.5115 | 0.19059 | 0 | 0 | 3517.502 | 12372820.3823 | 99.3% | 170.1367 | 236.0171 | 240.0066 | 4.3687e-07 | 99.65%
| 16 P:M | 1269.6444 | 406.31 | 133.7241 | 1.1214 | 1466.4468 | 57.3231 | 19.3486 | 0.19059 | 0 | 0 | 3354.109 | 11250046.8671 | 90.29% | 154.6976 | 202.9134 | 193.5732 | 3.6766e-07 | 95.02%
| 17 P:M | 1300.7537 | 406.31 | 127.2054 | 1.1037 | 1341.5489 | 59.2618 | 24.1858 | 0.19059 | 0 | 0 | 3260.5599 | 10631250.721 | 85.32% | 146.1886 | 190.6299 | 181.8 | 3.4456e-07 | 92.37%
| 18 P:M | 1394.5816 | 389.2022 | 117.8977 | 1.2235 | 1227.3508 | 59.8891 | 33.8601 | 0.19059 | 0 | 0 | 3224.1956 | 10395437.1409 | 83.43% | 142.946 | 186.8719 | 180.4517 | 3.3463e-07 | 91.34%
| 19 P:M | 1468.1114 | 427.6948 | 113.4806 | 1.1729 | 1244.3377 | 58.7935 | 29.0229 | 0.19059 | 0 | 0 | 3342.8044 | 11174340.9525 | 89.68% | 153.6566 | 198.9931 | 190.6929 | 3.2941e-07 | 94.7%
| 20 P:M | 1473.1058 | 402.6359 | 107.0577 | 1.0815 | 1124.5635 | 56.3515 | 38.6972 | 0.19059 | 0 | 0 | 3203.6837 | 10263589.5316 | 82.37% | 141.133 | 182.5694 | 174.6859 | 3.0426e-07 | 90.76%
| 21 P:M | 1425.1884 | 379.8493 | 106.1334 | 1.0714 | 1107.3357 | 56.1998 | 29.0229 | 0.19059 | 0 | 0 | 3104.9915 | 9640971.9763 | 77.37% | 132.5715 | 171.6806 | 163.1078 | 2.8434e-07 | 87.96%
| 22 P:M | 1363.0124 | 351.901 | 94.2812 | 1.0256 | 1202.2922 | 56.5198 | 29.0229 | 0.19059 | 0 | 0 | 3098.2456 | 9599125.8739 | 77.04% | 131.996 | 170.6771 | 161.8373 | 2.8374e-07 | 87.77%
| 23 P:M | 1280.3155 | 324.5047 | 91.9037 | 1.0093 | 1161.8266 | 53.5245 | 19.3486 | 0.19059 | 0 | 0 | 2932.6235 | 8600280.6077 | 69.02% | 118.2611 | 152.9592 | 144.1763 | 2.5782e-07 | 83.08%
| 24 P:M | 1235.7387 | 304.5212 | 88.4746 | 1.0028 | 1195.4475 | 50.4442 | 14.5115 | 0.19059 | 0 | 0 | 2890.3308 | 8354012.4183 | 67.05% | 114.8747 | 147.336 | 138.7864 | 2.4881e-07 | 81.88%
| Peak Demand | 1473.1058 | 427.6948 | 135.831 | 1.4592 | 1631.4684 | 63.9023 | 38.6972 | 0.19059 | 0 | 0 | 3529.8827 | 12460071.7743 | 100% | 171.3365 | 236.0171 | 240.0066 | 4.3687e-07 | 100%
3.1977
[14 empty] | Technical Losses Coefficient |  | 35%
[14 empty] | Loss Load | 171.3365 | 3.1977
170.1367
Note on K5: GDC: New Category
Note on L5: GDC: New Category

## Tech-Loss-HT(11kV)
TECH-LOSS-HT(11kV)
High Tension (11kV)
| Hour of the Day | LT Load | Industry (HT IA) | Ferro Alloys (HT IB) | Others (HT II) | Railway Stations, Bus Stations & Airports (HT III) | Irrigation, Agriculture & CPWS (HT IV) | Townships & Residential Colonies (HT VI) | Spare (Temporary) | CPWS (Carved out of HT -IV(B) CPWS sales & HT: I (A) Industry Category) | Others 2 | Self Total | Grand Total | Load Square | Profile | Hourly Loss Load Tot | Loss Load Self | Hourly Loss Load (HT 33kV) | Hourly Loss Load (EHT)
| 1 A:M | 2639.8441 | 467.3101 | 0.019921 | 187.0654 | 0.41804 | 20.4488 | 22.0031 | 20.443 | 0 | 0 | 717.7084 | 3357.5525 | 11273158.5261 | 49.54% | 151.2511 | 32.3313 | 30.8607 | 6.3799e-08
| 2 A:M | 2708.5746 | 451.196 | 0.019595 | 182.6882 | 0.36912 | 20.4629 | 21.1747 | 20.443 | 0 | 0 | 696.3535 | 3404.9281 | 11593535.3969 | 50.95% | 155.5495 | 31.812 | 30.4108 | 6.0905e-08
| 3 A:M | 2727.0495 | 459.2531 | 0.019175 | 173.5936 | 0.3457 | 20.7562 | 21.1205 | 20.443 | 0 | 0 | 695.5311 | 3422.5807 | 11714058.3381 | 51.48% | 157.1666 | 31.9391 | 30.5096 | 6.1047e-08
| 4 A:M | 2658.2913 | 459.2531 | 0.019457 | 171.5127 | 0.3457 | 21.5526 | 21.5946 | 20.443 | 0 | 0 | 694.7211 | 3353.0124 | 11242692.074 | 49.41% | 150.8423 | 31.2535 | 30.0928 | 6.0675e-08
| 5 A:M | 2810.2187 | 451.196 | 0.019912 | 178.2382 | 0.3461 | 21.8733 | 21.8006 | 20.443 | 0 | 0 | 693.9171 | 3504.1358 | 12278968.0477 | 53.96% | 164.7459 | 32.6243 | 31.4038 | 6.3214e-08
| 6 A:M | 3157.9492 | 459.2531 | 0.02135 | 189.3154 | 0.39319 | 22.8705 | 23.2496 | 20.443 | 0 | 0 | 715.546 | 3873.4952 | 15003965.1945 | 65.94% | 201.307 | 37.1872 | 35.9358 | 7.1464e-08
| 7 A:M | 3113.2429 | 443.1389 | 0.023448 | 219.4917 | 0.58059 | 24.173 | 23.6962 | 20.443 | 0 | 0 | 731.5468 | 3844.7897 | 14782408.0149 | 64.96% | 198.3344 | 37.737 | 36.6642 | 7.5312e-08
| 8 A:M | 3148.1343 | 418.9677 | 0.025557 | 211.5359 | 0.58534 | 25.0002 | 29.0927 | 20.443 | 0 | 0 | 705.6504 | 3853.7848 | 14851656.9612 | 65.27% | 199.2635 | 36.4863 | 35.2384 | 7.3274e-08
| 9 A:M | 3252.0824 | 467.3101 | 0.028069 | 210.3027 | 0.57924 | 24.6459 | 23.6249 | 20.443 | 0 | 0 | 746.9339 | 3999.0164 | 15992132.0448 | 70.28% | 214.5652 | 40.0764 | 38.8047 | 8.0818e-08
| 10 A:M | 3569.2185 | 443.1389 | 0.032573 | 213.0817 | 0.58024 | 24.6577 | 24.6564 | 20.443 | 0 | 0 | 726.5904 | 4295.8089 | 18453974.5308 | 81.1% | 247.5955 | 41.8781 | 40.4934 | 8.5224e-08
| 11 A:M | 3701.2191 | 483.4243 | 0.073001 | 223.9873 | 0.57609 | 25.0124 | 22.1946 | 20.443 | 0 | 0 | 775.7107 | 4476.9298 | 20042900.4848 | 88.08% | 268.914 | 46.5943 | 45.0873 | 8.9066e-08
| 12 A:M | 3645.7797 | 805.7071 | 0.095198 | 231.7872 | 0.6052 | 24.8265 | 22.3451 | 20.443 | 0 | 0 | 1105.8092 | 4751.5889 | 22577596.9925 | 99.22% | 302.9218 | 70.4972 | 67.6762 | 1.3379e-07
| 13 P:M | 3553.4525 | 563.995 | 0.099882 | 231.4553 | 0.60798 | 24.1085 | 21.8697 | 20.443 | 0 | 0 | 862.5793 | 4416.0317 | 19501336.3798 | 85.7% | 261.6479 | 51.1074 | 49.3329 | 9.8556e-08
| 14 P:M | 3525.8341 | 644.5657 | 0.070478 | 228.2531 | 0.60161 | 27.3684 | 22.3342 | 20.443 | 0 | 0 | 943.6364 | 4469.4705 | 19976166.9776 | 87.79% | 268.0186 | 56.5866 | 54.4552 | 1.0891e-07
| 15 P:M | 3687.6387 | 797.65 | 0.075013 | 217.079 | 0.60835 | 24.0825 | 22.6854 | 20.443 | 0 | 0 | 1082.6233 | 4770.2619 | 22755398.9481 | 100% | 305.3074 | 69.2903 | 70.4616 | 1.4481e-07
| 16 P:M | 3508.8065 | 515.6525 | 0.073888 | 217.4616 | 0.60533 | 24.3648 | 22.8023 | 20.443 | 0 | 0 | 801.4033 | 4310.2099 | 18577909.2993 | 81.64% | 249.2583 | 46.3449 | 44.2117 | 9.346e-08
| 17 P:M | 3406.7485 | 467.3101 | 0.073772 | 228.2278 | 0.59964 | 24.3179 | 22.8752 | 20.443 | 0 | 0 | 763.8474 | 4170.5959 | 17393869.9653 | 76.44% | 233.3722 | 42.7423 | 40.7625 | 8.5702e-08
| 18 P:M | 3367.1416 | 459.2531 | 0.077547 | 241.4832 | 0.58991 | 23.8651 | 23.6153 | 20.443 | 0 | 0 | 769.327 | 4136.4686 | 17110372.5701 | 75.19% | 229.5685 | 42.6966 | 41.2297 | 8.4798e-08
| 19 P:M | 3496.4609 | 427.0248 | 0.076767 | 251.4141 | 0.71585 | 22.4616 | 23.2648 | 20.443 | 0 | 0 | 745.4009 | 4241.8618 | 17993391.5648 | 79.07% | 241.4159 | 42.4228 | 40.6533 | 7.8053e-08
| 20 P:M | 3344.8167 | 427.0248 | 0.066189 | 231.301 | 0.69431 | 21.697 | 22.1632 | 20.443 | 0 | 0 | 723.3894 | 4068.2061 | 16550300.9034 | 72.73% | 222.0541 | 39.4846 | 37.7796 | 7.2832e-08
| 21 P:M | 3237.5629 | 418.9677 | 0.046957 | 232.3701 | 0.66678 | 20.551 | 21.6942 | 20.443 | 0 | 0 | 714.7397 | 3952.3027 | 15620696.4032 | 68.65% | 209.5816 | 37.901 | 36.0084 | 6.9264e-08
| 22 P:M | 3230.2417 | 418.9677 | 0.030857 | 224.4519 | 0.68135 | 20.6089 | 22.6804 | 20.443 | 0 | 0 | 707.8641 | 3938.1057 | 15508676.7716 | 68.15% | 208.0787 | 37.4016 | 35.4645 | 6.8578e-08
| 23 P:M | 3050.8846 | 410.9106 | 0.025307 | 209.7541 | 0.60352 | 21.0212 | 23.1339 | 20.443 | 0 | 0 | 685.8917 | 3736.7763 | 13963497.1153 | 61.36% | 187.3471 | 34.3879 | 32.4133 | 6.3607e-08
| 24 P:M | 3005.2055 | 386.7394 | 0.022147 | 198.9074 | 0.51328 | 20.4579 | 21.8232 | 20.443 | 0 | 0 | 648.9063 | 3654.1119 | 13352533.4598 | 58.68% | 179.1499 | 31.8139 | 29.9678 | 5.8841e-08
| Peak Demand | 3701.2191 | 805.7071 | 0.099882 | 251.4141 | 0.71585 | 27.3684 | 29.0927 | 20.443 | 0 | 0 | 1105.8092 | 4770.2619 | 22755398.9481 | 100% | 305.3074 | 70.4972 | 70.4616 | 1.4481e-07
5.2073
[15 empty] | Technical Losses Coefficient |  | 35%
[15 empty] | Loss Load | 305.3074 | 5.2073
305.3074
Note on K5: GDC: New Category
Note on L5: GDC: New Category

## Tech-Loss-HT(33kV)
TECH-LOSS-HT(33kV)
High Tension (33kV)
| Hour of the Day | LT Load (11kV) Side | HT Load (11kV) Side | Industry (HT IA) | Ferro Alloys (HT IB) | Others (HT II) | Railway Stations, Bus Stations & Airports (HT III) | Irrigation, Agriculture & CPWS (HT IV) | Townships & Residential Colonies (HT VI) | Spare (Temporary) | CPWS (Carved out of HT -IV(B) CPWS sales & HT: I (A) Industry Category) | Others 2 | Self Total | Grand Total | Load Square | Profile | Hourly Loss Load Tot | Loss Load Self | Hourly Loss Load (EHT)
| 1 A:M | 2758.7638 | 750.0397 | 679.2909 | 6.5167 | 117.405 | 0 | 13.2017 | 7.9938 | 4.6978 | 0 | 0 | 829.106 | 4337.9095 | 18817458.7171 | 45.25% | 178.4854 | 34.114 | 7.0525e-08
| 2 A:M | 2832.3122 | 728.1654 | 691.0028 | 6.2314 | 118.6068 | 0 | 13.2017 | 8.8572 | 4.6978 | 0 | 0 | 842.5977 | 4403.0754 | 19387072.5451 | 46.62% | 183.8882 | 35.1899 | 7.0476e-08
| 3 A:M | 2852.277 | 727.4703 | 691.0028 | 6.3901 | 116.4707 | 0 | 13.2017 | 10.0968 | 4.6978 | 0 | 0 | 841.86 | 4421.6072 | 19550610.5747 | 47.01% | 185.4394 | 35.3071 | 7.0646e-08
| 4 A:M | 2777.8801 | 725.9746 | 714.4267 | 6.6283 | 116.6957 | 0 | 13.2017 | 10.6785 | 4.6978 | 0 | 0 | 866.3287 | 4370.1834 | 19098502.7216 | 45.92% | 181.1511 | 35.9107 | 7.2405e-08
| 5 A:M | 2942.3403 | 726.5414 | 737.8505 | 6.6707 | 116.6234 | 0 | 13.2017 | 9.0907 | 4.6978 | 0 | 0 | 888.1348 | 4557.0166 | 20766400.3469 | 49.93% | 196.9712 | 38.3885 | 7.7274e-08
| 6 A:M | 3322.069 | 752.7332 | 796.4101 | 6.6504 | 120.1942 | 0 | 19.8025 | 10.6491 | 4.6978 | 0 | 0 | 958.4041 | 5033.2063 | 25333166.0808 | 60.91% | 240.2874 | 45.7546 | 9.0991e-08
| 7 A:M | 3273.8403 | 769.2838 | 808.122 | 6.6049 | 125.6272 | 0 | 26.4033 | 10.1689 | 4.6978 | 0 | 0 | 981.6242 | 5024.7483 | 25248095.3529 | 60.71% | 239.4805 | 46.7844 | 9.61e-08
| 8 A:M | 3310.9115 | 742.1367 | 761.2743 | 6.4982 | 130.0795 | 0 | 36.3046 | 14.0892 | 4.6978 | 0 | 0 | 952.9437 | 5005.9919 | 25059955.1745 | 60.26% | 237.696 | 45.248 | 9.4088e-08
| 9 A:M | 3426.5712 | 787.0103 | 784.6981 | 7.1221 | 134.44 | 0 | 39.605 | 14.1709 | 4.6978 | 0 | 0 | 984.7339 | 5198.3155 | 27022483.9032 | 64.97% | 256.3108 | 48.5538 | 1.0112e-07
| 10 A:M | 3774.9359 | 768.4686 | 796.4101 | 6.8791 | 138.0335 | 0 | 49.5062 | 16.4855 | 4.6978 | 0 | 0 | 1012.0122 | 5555.4167 | 30862654.3383 | 74.21% | 292.7352 | 53.3266 | 1.1223e-07
| 11 A:M | 3923.5388 | 822.305 | 808.122 | 6.628 | 140.5226 | 0 | 56.1071 | 18.7753 | 4.6978 | 0 | 0 | 1034.8528 | 5780.6966 | 33416453.3967 | 80.35% | 316.9582 | 56.7414 | 1.1209e-07
| 12 A:M | 3878.2043 | 1176.3064 | 796.4101 | 6.5552 | 142.0547 | 0 | 39.605 | 21.7692 | 4.6978 | 0 | 0 | 1011.092 | 6065.6027 | 36791536.0029 | 88.46% | 348.9712 | 58.171 | 1.1499e-07
| 13 P:M | 3763.9929 | 913.6867 | 808.122 | 5.9461 | 141.3274 | 0 | 33.0042 | 21.6562 | 4.6978 | 0 | 0 | 1014.7536 | 5692.4333 | 32403796.4458 | 77.91% | 307.353 | 54.7899 | 1.0946e-07
| 14 P:M | 3737.2661 | 1000.223 | 796.4101 | 6.0654 | 139.8397 | 0 | 33.0042 | 22.3492 | 4.6978 | 0 | 0 | 1002.3663 | 5739.8555 | 32945941.3093 | 79.22% | 312.4953 | 54.5719 | 1.0914e-07
| 15 P:M | 3923.6558 | 1151.9135 | 1171.1913 | 6.2653 | 141.9684 | 0 | 26.4033 | 22.8802 | 4.6978 | 0 | 0 | 1373.4063 | 6448.9756 | 41589286.2982 | 100% | 394.4783 | 84.0101 | 1.7266e-07
| 16 P:M | 3711.7199 | 847.7483 | 737.8505 | 5.9871 | 140.5641 | 0 | 26.4033 | 23.3298 | 4.6978 | 0 | 0 | 938.8327 | 5498.3009 | 30231312.6938 | 72.69% | 286.7468 | 48.9619 | 1.035e-07
| 17 P:M | 3597.3784 | 806.5896 | 714.4267 | 6.5766 | 136.6733 | 0 | 39.605 | 22.0751 | 4.6978 | 0 | 0 | 924.0545 | 5328.0225 | 28387824.2281 | 68.26% | 269.2612 | 46.6987 | 9.8183e-08
| 18 P:M | 3554.0134 | 812.0237 | 761.2743 | 6.8061 | 131.0823 | 0 | 61.3877 | 21.7513 | 4.6978 | 0 | 0 | 986.9995 | 5353.0366 | 28655001.0382 | 68.9% | 271.7954 | 50.114 | 1.0307e-07
| 19 P:M | 3695.454 | 787.8237 | 737.8505 | 6.2544 | 128.7042 | 0 | 59.4075 | 20.1354 | 4.6978 | 0 | 0 | 957.0497 | 5440.3274 | 29597162.2882 | 71.17% | 280.7318 | 49.3857 | 9.482e-08
| 20 P:M | 3527.3862 | 762.874 | 714.4267 | 5.0823 | 127.5482 | 0 | 59.4075 | 19.6924 | 4.6978 | 0 | 0 | 930.8549 | 5221.1151 | 27260042.8399 | 65.55% | 258.5641 | 46.0985 | 8.8869e-08
| 21 P:M | 3409.2435 | 752.6408 | 667.579 | 6.0437 | 127.81 | 0 | 56.1071 | 19.8769 | 4.6978 | 0 | 0 | 882.1146 | 5043.9989 | 25441925.1442 | 61.17% | 241.319 | 42.2028 | 8.1179e-08
| 22 P:M | 3400.9187 | 745.2657 | 667.579 | 6.1916 | 125.6715 | 0 | 49.5062 | 17.1317 | 4.6978 | 0 | 0 | 870.7779 | 5016.9623 | 25169910.8607 | 60.52% | 238.739 | 41.4371 | 8.0127e-08
| 23 P:M | 3203.8438 | 720.2796 | 655.8671 | 6.4837 | 124.8078 | 0 | 13.2017 | 15.2156 | 4.6978 | 0 | 0 | 820.2736 | 4744.397 | 22509303.2381 | 54.12% | 213.5028 | 36.9132 | 7.2437e-08
| 24 P:M | 3152.5415 | 680.7202 | 644.1552 | 6.2277 | 124.8056 | 0 | 13.2017 | 15.0012 | 4.6978 | 0 | 0 | 808.0892 | 4641.351 | 21542138.7635 | 51.8% | 204.3292 | 35.575 | 6.9851e-08
| Peak Demand | 3923.6558 | 1176.3064 | 1171.1913 | 7.1221 | 142.0547 | 0 | 61.3877 | 23.3298 | 4.6978 | 0 | 0 | 1373.4063 | 6448.9756 | 41589286.2982 | 100% | 394.4783 | 84.0101 | 1.7266e-07
6.1377
[16 empty] | Technical Losses Coefficient |  | 35%
[16 empty] | Loss Load | 394.4783 | 6.1377
394.4783
Note on L5: GDC: New Category
Note on M5: GDC: New Category

## Tech-Loss-EHT
TECH-LOSS-EHT
High Tension (132kV)
| Hour of the Day | LT Load | 11kV Load | 33kV Load | Industry (HT IA) | Ferro Alloys (HT IB) | Others (HT II) | Railway Stations, Bus Stations & Airports (HT III) | Irrigation, Agriculture & CPWS (HT IV) | Traction (HT VA) | HMR (HT VB) | Spare( Town Ships and Residential Colonies) | CPWS (Carved out of HT -IV(B) CPWS sales & HT: I (A) Industry Category) | Others 2 | Self Total | Grand Total | Load Square | Profile | Hourly Loss Load Total | Hourly Load Self
| 1 A:M | 2872.2745 | 780.9005 | 863.2199 | 391.2319 | 25.831 | 3.2133 | 5.9547 | 811.2278 | 56.7684 | 10.6018 | 0 | 0 | 0 | 1304.8289 | 5821.2238 | 33886646.2344 | 47.56% | 4.7559e-07 | 1.066e-07
| 2 A:M | 2708.5746 | 758.5762 | 877.7876 | 447.1222 | 25.3307 | 3.3663 | 6.2703 | 826.3597 | 56.7163 | 10.5894 | 0 | 0 | 0 | 1375.7549 | 5720.6933 | 32726332.2482 | 45.93% | 4.5931e-07 | 1.1046e-07
| 3 A:M | 2727.0495 | 757.9799 | 877.1671 | 447.1222 | 25.0799 | 3.5958 | 6.4393 | 828.1984 | 55.3804 | 10.4848 | 0 | 0 | 0 | 1376.3009 | 5738.4974 | 32930352.1768 | 46.22% | 4.6217e-07 | 1.1085e-07
| 4 A:M | 2658.2913 | 756.0674 | 902.2394 | 475.0673 | 23.9138 | 3.9019 | 6.4851 | 824.2971 | 57.203 | 10.5239 | 0 | 0 | 0 | 1401.3921 | 5717.9902 | 32695411.9614 | 45.89% | 4.5887e-07 | 1.1246e-07
| 5 A:M | 2810.2187 | 757.9453 | 926.5233 | 484.3824 | 25.567 | 4.6714 | 6.4792 | 844.1139 | 71.9112 | 10.7049 | 0 | 0 | 0 | 1447.8301 | 5942.5174 | 35313513.6079 | 49.56% | 4.9562e-07 | 1.2075e-07
| 6 A:M | 3157.9492 | 788.669 | 1004.1588 | 475.0673 | 27.1955 | 5.115 | 6.5707 | 916.5098 | 63.2672 | 11.8913 | 0 | 0 | 0 | 1505.6168 | 6456.3938 | 41685020.7107 | 58.5% | 5.8504e-07 | 1.3643e-07
| 7 A:M | 3113.2429 | 805.9481 | 1028.4086 | 493.6974 | 27.2386 | 6.7892 | 6.493 | 1084.0556 | 77.3975 | 14.8799 | 0 | 0 | 0 | 1710.5512 | 6658.1507 | 44330971.407 | 62.22% | 6.2217e-07 | 1.5984e-07
| 8 A:M | 3148.1343 | 777.3751 | 998.1916 | 568.2178 | 27.3499 | 7.2184 | 6.5751 | 1100.0956 | 68.3063 | 14.6108 | 0 | 0 | 0 | 1792.3739 | 6716.0749 | 45105662.4535 | 63.3% | 6.3305e-07 | 1.6895e-07
| 9 A:M | 3252.0824 | 825.815 | 1033.2877 | 698.6284 | 27.1268 | 7.1175 | 6.4393 | 1042.8302 | 65.6462 | 14.0452 | 0 | 0 | 0 | 1861.8336 | 6973.0188 | 48622991.1593 | 68.24% | 6.8241e-07 | 1.8221e-07
| 10 A:M | 3569.2185 | 808.962 | 1065.3388 | 931.5046 | 27.1649 | 7.1887 | 6.6567 | 992.597 | 86.3648 | 11.3419 | 0 | 0 | 0 | 2062.8186 | 7506.338 | 56345109.5172 | 79.08% | 7.9079e-07 | 2.1732e-07
| 11 A:M | 3701.2191 | 867.3923 | 1091.5943 | 558.9027 | 26.8175 | 7.3801 | 6.5986 | 982.5439 | 61.1134 | 12.7678 | 0 | 0 | 0 | 1656.1241 | 7316.3298 | 53528681.4406 | 75.13% | 7.5126e-07 | 1.7006e-07
| 12 A:M | 3645.7797 | 1243.9826 | 1069.2629 | 568.2178 | 27.056 | 6.1206 | 6.857 | 1019.2422 | 63.6535 | 12.6376 | 0 | 0 | 0 | 1703.7846 | 7662.8099 | 58718655.0295 | 82.41% | 8.241e-07 | 1.8323e-07
| 13 P:M | 3553.4525 | 963.0196 | 1069.5435 | 577.5328 | 25.3272 | 6.1206 | 6.743 | 1011.2514 | 66.0722 | 12.846 | 0 | 0 | 0 | 1705.8932 | 7291.9088 | 53171934.158 | 74.63% | 7.4626e-07 | 1.7458e-07
| 14 P:M | 3525.8341 | 1054.6783 | 1056.9382 | 633.4231 | 25.7678 | 7.4841 | 6.6102 | 975.3916 | 59.7003 | 11.6601 | 0 | 0 | 0 | 1720.0373 | 7357.4879 | 54132627.5619 | 75.97% | 7.5974e-07 | 1.7761e-07
| 15 P:M | 3687.6387 | 1222.3751 | 1457.4164 | 910.9669 | 27.4668 | 7.4363 | 6.6524 | 1048.2318 | 61.2397 | 11.645 | 0 | 0 | 0 | 2073.639 | 8441.0692 | 71251648.4932 | 100% | 1e-06 | 2.4566e-07
| 16 P:M | 3508.8065 | 891.96 | 987.7946 | 922.1895 | 27.7476 | 7.3558 | 6.4934 | 1039.489 | 61.9255 | 12.0506 | 0 | 0 | 0 | 2077.2514 | 7465.8125 | 55738356.1437 | 78.23% | 7.8227e-07 | 2.1766e-07
| 17 P:M | 3406.7485 | 847.3521 | 970.7533 | 886.4136 | 28.0917 | 7.4926 | 6.6389 | 968.1531 | 71.167 | 13.6192 | 0 | 0 | 0 | 1981.5762 | 7206.43 | 51932633.9002 | 72.89% | 7.2886e-07 | 2.0042e-07
| 18 P:M | 3367.1416 | 853.2534 | 1037.1135 | 862.7706 | 28.8223 | 7.4184 | 6.7067 | 838.4343 | 64.8612 | 14.6455 | 0 | 0 | 0 | 1823.6591 | 7081.1675 | 50142933.0527 | 70.37% | 7.0374e-07 | 1.8124e-07
| 19 P:M | 3496.4609 | 828.477 | 1006.4354 | 540.2726 | 27.5766 | 7.3488 | 6.6543 | 712.1594 | 71.986 | 15.4759 | 0 | 0 | 0 | 1381.4735 | 6712.8468 | 45062311.8295 | 63.24% | 6.3244e-07 | 1.3015e-07
| 20 P:M | 3344.8167 | 800.6536 | 976.9534 | 540.2726 | 27.0566 | 3.8253 | 6.6052 | 695.8151 | 70.6951 | 14.7522 | 0 | 0 | 0 | 1359.0222 | 6481.446 | 42009142.5739 | 58.96% | 5.8959e-07 | 1.2362e-07
| 21 P:M | 3237.5629 | 788.6492 | 924.3175 | 484.3824 | 26.9008 | 3.8253 | 7.4519 | 706.2971 | 63.6628 | 14.699 | 0 | 0 | 0 | 1307.2194 | 6257.749 | 39159422.0379 | 54.96% | 5.4959e-07 | 1.1481e-07
| 22 P:M | 3230.2417 | 780.7301 | 912.2151 | 493.6974 | 26.787 | 3.8253 | 7.0971 | 728.0921 | 63.2071 | 12.6941 | 0 | 0 | 0 | 1335.4003 | 6258.5872 | 39169913.2866 | 54.97% | 5.4974e-07 | 1.173e-07
| 23 P:M | 3050.8846 | 752.6929 | 857.1868 | 475.0673 | 27.2211 | 3.8253 | 7.3563 | 776.6458 | 58.4924 | 11.7937 | 0 | 0 | 0 | 1360.402 | 6021.1664 | 36254444.2547 | 50.88% | 5.0882e-07 | 1.1496e-07
| 24 P:M | 3005.2055 | 710.688 | 843.6643 | 419.177 | 27.0369 | 3.8253 | 7.5319 | 816.9177 | 54.7968 | 10.4089 | 0 | 0 | 0 | 1339.6944 | 5899.2522 | 34801177.009 | 48.84% | 4.8843e-07 | 1.1092e-07
| Peak Demand | 3701.2191 | 1243.9826 | 1457.4164 | 931.5046 | 28.8223 | 7.4926 | 7.5319 | 1100.0956 | 86.3648 | 15.4759 | 0 | 0 | 0 | 2077.2514 | 8441.0692 | 71251648.4932 | 100% | 1e-06 | 2.4566e-07
[18 empty] | Loss Load | 1e-06
1e-06
1.528e-08
Note on N5: GDC: New Category
Note on O5: GDC: New Category

## Compatibility Report (hidden)
Compatibility Report for Load Shape Synthesis_TSSPDCL 16-17_V2.xls
Run on 8/5/2016 16:13
If the workbook is saved in an earlier file format or opened in an earlier version of Microsoft Excel, the listed features will not be available.
Minor loss of fidelity | # of occurrences | Version
Some formulas in this workbook are linked to other workbooks that are closed. When these formulas are recalculated in earlier versions of Excel without opening the linked workbooks, characters beyond the 255-character limit cannot be returned. | 47
| Sales & Losses ip'!I7:I8 | Excel 97-2003
Sales & Losses ip'!G9:G11
Sales & Losses ip'!I13:I14
Sales & Losses ip'!C14
Sales & Losses ip'!G14
Sales & Losses ip'!I17:I19
Sales & Losses ip'!C18
Sales & Losses ip'!E18
Sales & Losses ip'!G18
Sales & Losses ip'!I21
Sales & Losses ip'!G24
Sales & Losses ip'!I24:I26
Sales & Losses ip'!I29:I35
Sales & Losses ip'!E30
Sales & Losses ip'!C33
Sales & Losses ip'!E33
Sales & Losses ip'!G33
Sales & Losses ip'!E35
Sales & Losses ip'!I38:I45
Sales & Losses ip'!C43
Sales & Losses ip'!E43:E45
Sales & Losses ip'!G43:G45
Some cells or styles in this workbook contain formatting that is not supported by the selected file format. These formats will be converted to the closest format available. | 10 | Excel 97-2003